{"text_format":"1","workbook":"xlsx","n_sheets":52,"sheets":["Einführung","Startblatt","Heizung","WE","H01","H02","H03","H04","H05","H06","H07","H08","H09","H10","TW01","TW02","TW03","TW04","Lüftung","L01","L02","L03","L04","L05","L06","L07","L08","L09","L10","Kühlung","KE","K01","K02","K03","K04","K05","K06","K07","K08","K09","K10","Beleuchtung","Monitoring","Berechnung KE","Berechnung KG","Berechnung LU","Berechnung Bel","Berechnung WE","Grundlagendaten","Berechnung HG","Klimadaten","Begriffe"],"not_rendered":{"charts":111,"images":93,"macros":1,"external_links":0,"defined_names":93,"comments":37,"pivot_tables":0},"unopened":[],"bounds":{"document_bytes":16777216,"sheet_cells":100000,"rows_first":2000,"rows_last":500,"rows_between":2000,"halvings":0,"cell_chars":16384,"cell_head_chars":4096},"cells_cut":0,"cells_raw":0,"read":"whole","date_system":"1900"}

{"sheet":"Einführung","index":0,"n_rows":22,"n_cols":15,"rows_kept":22,"cut":false,"hidden":false,"merged":[[14,0,14,2],[15,0,15,2],[16,0,16,2],[8,4,8,10],[9,4,10,10],[13,0,13,2]]}
[{"$f":"Begriffe!B2","v":"Einführung in das Tool"},null,null,null,null,null,null,null,null,null,"V 1.0.0"]
[]
[{"$f":"Begriffe!B5","v":"Sprache / langue / lingua"},null,null,null,"deutsch",null,null,null,null,null,null,null,null,null,"deutsch"]
[null,null,null,null,null,null,null,null,null,null,null,null,null,null,"français"]
[{"$f":"Begriffe!B3","v":"Hinweise"},null,null,null,null,null,null,null,null,null,null,null,null,null,"italiano"]
[]
[{"$f":"Begriffe!B7","v":"Farbcode / Layout"},null,null,null,{"$f":"Begriffe!B803","v":"Makros aktivieren"}]
[{"$f":"Begriffe!B8","v":"Eingabefelder zwingend"},null,null,null,{"$f":"Begriffe!B4","v":"In Excel müssen die Makros aktiviert werden. Weitere Informationen finden Sie in der Hilfe Ihres Office-Programms. "}]
[{"$f":"Begriffe!B9","v":"Eingabefelder nicht zwingend"},null,null,null,{"$f":"Begriffe!B801","v":"Variante 1: Klicken Sie auf der Statusleiste auf «Inhalt  aktivieren»."}]
[{"$f":"Begriffe!B10","v":"Vorschläge (Default-Werte)"},null,"50 kW",null,{"$f":"Begriffe!B802","v":"Variante 2: Klicken Sie auf die Registerkarte Datei / Bereich Sicherheitswarnung auf «Inhalt aktivieren» / «Alle Inhalte aktivieren» "}]
[{"$f":"Begriffe!B799","v":"Hinweise / Beispiele"}]
[]
[{"$f":"Begriffe!B800","v":"Links zu Hilfsmitteln "}]
["Anleitung zum Tool (DE)"]
["BO-Massnahmenblätter EnergieSchweiz (DE)"]
["Instructions pour l'outil (FR)"]
["Istruzioni per lo strumento (IT)"]
[]
[]
[]
[{"$f":"Begriffe!B11","v":"Tool-Aufbau"}]
[{"$f":"Begriffe!B12","v":"Im nachfolgenden Flussdiagramm ist die Struktur des Tools aufgezeigt. Weitere und detailliertere Infos sind in der seperaten Anleitung zum Tool zufinden."}]

{"sheet":"Startblatt","index":1,"n_rows":54,"n_cols":11,"rows_kept":54,"cut":false,"hidden":false,"merged":[[4,9,4,10],[3,9,3,10],[5,9,5,10],[1,1,1,10],[30,0,40,10],[8,2,8,4],[11,8,11,10],[10,8,10,10],[9,8,9,10],[8,8,8,10],[10,2,10,4],[9,2,9,4],[16,2,16,4],[15,2,15,4],[14,2,14,4],[13,2,13,4],[11,2,11,4],[7,8,7,10],[7,2,7,4]]}
[{"$f":"Begriffe!B13","v":"Energetische Betriebsoptimierung"},null,null,null,{"$f":"Begriffe!B14","v":"Status"},{"$f":"IF(OR(B2=\"\",C5=\"\",C6=\"\",C21=\"\",J16=\"\",J14=\"\",J4=\"\",J5=\"\",J6=\"\",J19=\"\",J20=\"\",J21=\"\",J22=\"\",J23=\"\",J24=\"\",J25=\"\",C14=\"\",C15=\"\",C16=\"\",C17=\"\"),1,0)","v":1},null,null,null,{"$f":"IF(OR(B2=\"\",C5=\"\",C6=\"\",C21=\"\",C22=\"\",C23=\"\",C24=\"\",J16=\"\",J14=\"\",J4=\"\",J5=\"\",J6=\"\",J19=\"\",J20=\"\",J21=\"\",J22=\"\",J23=\"\",J24=\"\",J25=\"\"),1,0)","v":1},{"$f":"Einführung!K1","v":"V 1.0.0"}]
[{"$f":"Begriffe!B15","v":"Projekttitel:"}]
[]
[{"$f":"Begriffe!B16","v":"Standort"},{"$f":"Begriffe!B17","v":"Gemeinde"},null,{"$f":"Begriffe!B21","v":"Parz.Nr"},null,null,{"$f":"Begriffe!B52","v":"Gebäude"},{"$f":"Begriffe!B53","v":"Gebäudeadresse"}]
[null,{"$f":"Begriffe!B18","v":"Kanton"},null,{"$f":"Begriffe!B22","v":"Geb.-Nr"},null,null,null,{"$f":"Begriffe!B54","v":"Gebäudekategorie"}]
[null,{"$f":"Begriffe!B19","v":"Klimastation"},null,{"$f":"Begriffe!B23","v":"EGID"},null,null,null,{"$f":"Begriffe!B55","v":"Energiebezugsfläche"}]
[]
[{"$f":"Begriffe!B24","v":"Eigentümer"},{"$f":"Begriffe!B25","v":"Name Firma"},null,null,null,null,{"$f":"Begriffe!B67","v":"Anlagen- "},{"$f":"Begriffe!B69","v":"Name Firma"}]
[null,{"$f":"Begriffe!B26","v":"Adresse"},null,null,null,null,{"$f":"Begriffe!B68","v":"betreiber"},{"$f":"Begriffe!B70","v":"Adresse"}]
[null,{"$f":"Begriffe!B27","v":"Kontaktperson"},null,null,null,null,null,{"$f":"Begriffe!B71","v":"Kontaktperson"}]
[null,{"$f":"Begriffe!B28","v":"E-Mail"},null,null,null,null,null,{"$f":"Begriffe!B72","v":"E-Mail"}]
[null,{"$f":"Begriffe!B29","v":"Telefon"},null,null,null,null,null,{"$f":"Begriffe!B73","v":"Telefon"}]
[]
[{"$f":"Begriffe!B30","v":"Nachweis-"},{"$f":"Begriffe!B32","v":"Name"},null,null,null,null,{"$f":"Begriffe!B74","v":"Startjahr"}]
[{"$f":"Begriffe!B31","v":"ersteller"},{"$f":"Begriffe!B33","v":"E-Mail"}]
[null,{"$f":"Begriffe!B34","v":"Telefon"},null,null,null,null,{"$f":"Begriffe!B75","v":"Monitoring aktivieren"},null,null,"nein"]
[null,{"$f":"Begriffe!B35","v":"Datum"}]
[]
[{"$f":"Begriffe!B36","v":"Energieträger"},null,null,null,null,null,{"$f":"Begriffe!B78","v":"Anlagenanzahl"},{"$f":"Begriffe!B79","v":"Wärmeerzeugung"},null,0]
[null,{"$f":"A19","v":"Energieträger"},{"$f":"IF(J14=\"\",Begriffe!B46,Begriffe!B46&\" \"&J14-1)","v":"Verbrauch"},{"$f":"IF(J14=\"\",Begriffe!B47,Begriffe!B47&\" \" &J14-1)","v":"Kosten"},{"$f":"Begriffe!B48","v":"spez. Kosten"},null,null,{"$f":"Begriffe!B80","v":"Trinkwarmwassererzeugung"},null,0]
[null,null,null,null,{"$f":"IFERROR(IF(D21=\"\",VLOOKUP(B21,Grundlagendaten!$L$57:$M$67,2,FALSE),D21/C21*100),\"\")","v":""},null,null,{"$f":"Begriffe!B81","v":"Heizgruppen"},null,0]
[null,null,null,null,{"$f":"IFERROR(IF(D22=\"\",VLOOKUP(B22,Grundlagendaten!$L$57:$M$67,2,FALSE),D22/C22*100),\"\")","v":""},null,null,{"$f":"Begriffe!B82","v":"Lüftungsanlagen"},null,0]
[null,null,null,null,{"$f":"IFERROR(IF(D23=\"\",VLOOKUP(B23,Grundlagendaten!$L$57:$M$67,2,FALSE),D23/C23*100),\"\")","v":""},null,null,{"$f":"Begriffe!B83","v":"Kälteerzeuger"},null,0]
[null,null,null,null,{"$f":"IFERROR(IF(D24=\"\",VLOOKUP(B24,Grundlagendaten!$L$57:$M$67,2,FALSE),D24/C24*100),\"\")","v":""},null,null,{"$f":"Begriffe!B84","v":"Kältegruppen"},null,0]
[null,null,null,null,null,null,null,{"$f":"Begriffe!B85","v":"Leuchtentypen"},null,0]
[null,{"$f":"Begriffe!B49","v":"Wasser"},null,null,{"$f":"IFERROR(IF(D26=\"\",Grundlagendaten!N67,D26/C26),\"\")","v":1.85}]
[null,{"$f":"Begriffe!B50","v":"PV-Eigenverb."}]
[null,{"$f":"Begriffe!B51","v":"Abwärmenutzung"}]
[]
[{"$f":"Begriffe!B86","v":"Anmerkungen zur Betriebsstätte"}]
[]
[]
[]
[]
[]
[]
[]
[]
[]
[]
[]
[]
[]
[]
[]
[]
[]
[1,2,3,4]
[{"$f":"Begriffe!B37","v":"Heizöl"},{"$f":"IF($B$21=A49,\"\",A49)","v":"Heizöl"},{"$f":"IF($B$22=B49,\"\",B49)","v":"Heizöl"},{"$f":"IF($B$23=C49,\"\",C49)","v":"Heizöl"},null,null,{"$f":"Begriffe!B77","v":"ja"}]
[{"$f":"Begriffe!B38","v":"Erdgas"},{"$f":"IF($B$21=A50,\"\",A50)","v":"Erdgas"},{"$f":"IF($B$22=B50,\"\",B50)","v":"Erdgas"},{"$f":"IF($B$23=C50,\"\",C50)","v":"Erdgas"},null,null,{"$f":"Begriffe!B76","v":"nein"}]
[{"$f":"Begriffe!B42","v":"Pellets"},"Pellets","Pellets","Pellets"]
[{"$f":"Begriffe!B41","v":"Holzschnitzel"},"Holzschnitzel","Holzschnitzel","Holzschnitzel"]
[{"$f":"Begriffe!B44","v":"Fernwärme"},"Fernwärme","Fernwärme","Fernwärme"]
[{"$f":"Begriffe!B45","v":"Elektrizität"},"Elektrizität","Elektrizität","Elektrizität"]

{"sheet":"Heizung","index":2,"n_rows":85,"n_cols":22,"rows_kept":85,"cut":false,"hidden":true,"merged":[[21,17,21,18],[22,17,22,18],[23,17,23,18],[14,17,14,18],[15,17,15,18],[4,6,4,7],[4,8,4,9],[5,10,5,11],[7,14,7,16],[6,14,6,16],[5,14,5,16],[11,17,11,18],[12,17,12,18],[16,17,16,18],[17,17,17,18],[18,17,18,18],[6,1,6,2],[6,12,6,13],[7,1,7,2],[7,12,7,13],[7,4,7,5],[5,12,5,13],[5,4,5,5],[5,1,5,2],[6,4,6,5],[7,6,7,7],[55,1,55,2],[56,1,56,2],[57,1,57,2],[57,10,57,16],[56,10,56,16],[55,10,55,16],[55,4,55,5],[55,6,55,7],[56,4,56,5],[54,1,54,2],[51,8,51,9],[52,8,52,9],[53,8,53,9],[54,8,54,9],[42,12,42,13],[43,12,43,13],[45,12,45,13],[46,12,46,13],[48,10,48,11],[48,4,48,5],[42,4,42,5],[42,6,42,7],[43,6,43,7],[45,6,45,7],[45,4,45,5],[47,4,47,5],[45,8,45,9],[44,8,44,9],[43,8,43,9],[42,8,42,9],[46,6,46,7],[47,6,47,7],[46,4,46,5],[46,8,46,9],[45,10,45,11],[46,10,46,11],[82,17,82,18],[83,17,83,18],[84,17,84,18],[5,6,5,7],[6,6,6,7],[7,8,7,9],[29,15,29,16],[30,15,30,16],[31,15,31,16],[32,15,32,16],[33,15,33,16],[66,10,66,11],[55,8,55,9],[56,8,56,9],[57,8,57,9],[80,17,80,18],[34,15,34,16],[35,15,35,16],[36,15,36,16],[19,17,19,18],[20,17,20,18],[37,15,37,16],[38,15,38,16],[64,12,64,13],[65,12,65,13],[47,10,47,11],[79,17,79,18],[78,17,78,18],[77,17,77,18],[76,17,76,18],[75,17,75,18],[69,17,69,18],[69,12,69,13],[54,10,54,16],[62,10,62,11],[62,12,62,13],[47,12,47,13],[48,12,48,13],[66,17,66,18],[65,17,65,18],[64,17,64,18],[62,17,62,18],[45,17,45,18],[46,17,46,18],[44,12,44,13],[64,8,64,9],[65,8,65,9],[64,10,64,11],[77,10,77,11],[81,17,81,18],[72,10,72,11],[72,12,72,13],[72,17,72,18],[70,10,70,11],[70,12,70,13],[70,17,70,18],[71,10,71,11],[71,12,71,13],[71,17,71,18],[78,10,78,11],[79,10,79,11],[80,10,80,11],[84,6,84,7],[69,10,69,11],[69,8,69,9],[65,10,65,11],[72,8,72,9],[66,12,66,13],[70,8,70,9],[71,8,71,9],[76,10,76,11],[84,4,84,5],[64,4,64,5],[61,6,61,7],[62,6,62,7],[61,4,61,5],[62,4,62,5],[70,4,70,5],[70,6,70,7],[71,4,71,5],[71,6,71,7],[64,6,64,7],[65,6,65,7],[69,4,69,5],[69,6,69,7],[65,4,65,5],[66,4,66,5],[66,6,66,7],[72,4,72,5],[72,6,72,7],[76,4,76,5],[77,4,77,5],[78,4,78,5],[79,4,79,5],[82,6,82,7],[80,4,80,5],[5,8,5,9],[6,8,6,9],[75,4,75,5],[75,6,75,7],[62,8,62,9],[82,12,82,13],[81,4,81,5],[82,4,82,5],[48,6,48,7],[56,6,56,7],[57,4,57,5],[57,6,57,7],[51,4,51,5],[51,6,51,7],[52,6,52,7],[54,4,54,5],[54,6,54,7],[66,8,66,9],[75,8,75,9],[75,10,75,11],[75,12,75,13],[48,8,48,9],[47,8,47,9],[0,4,0,5],[1,0,1,2],[83,6,83,7],[83,4,83,5],[47,17,47,18],[48,17,48,18],[83,12,83,13],[84,12,84,13],[76,6,76,7],[77,6,77,7],[78,6,78,7],[79,6,79,7],[80,6,80,7],[81,6,81,7],[76,12,76,13],[77,12,77,13],[78,12,78,13],[79,12,79,13],[80,12,80,13],[81,12,81,13],[81,10,81,11],[82,10,82,11],[83,10,83,11],[84,10,84,11]]}
[{"$f":"Begriffe!B87","v":"Übersicht Heizung"},null,null,null,{"$f":"Begriffe!B88","v":"Status"},null,{"$f":"IF(U1>=1,1,0)","v":0},null,null,null,null,null,null,null,null,null,null,null,{"$f":"Einführung!K1","v":"V 1.0.0"},null,{"$f":"SUM(V6:V58)","v":0},{"$f":"Begriffe!B76","v":"nein"}]
[{"$f":"Begriffe!B89","v":"Wärmeerzeugung"},null,null,null,null,null,null,null,null,null,null,null,null,null,null,null,null,null,null,null,null,{"$f":"Begriffe!B77","v":"ja"}]
[{"$f":"Begriffe!B90","v":"Nr."},{"$f":"Begriffe!B91","v":"Bezeichnung"},null,{"$f":"Begriffe!B111","v":"Detaillierte"},{"$f":"Begriffe!B115","v":"Leistung"},null,{"$f":"Begriffe!B117","v":"Nutzungsgrad"},null,{"$f":"G3","v":"Nutzungsgrad"},null,{"$f":"Begriffe!B123","v":"Betriebsweise"},null,{"$f":"Begriffe!B125","v":"Bivalenzpunkt"},null,{"$f":"Begriffe!B130","v":"Hinweise"},null,null,{"$f":"Begriffe!B131","v":"Datum "},{"$f":"Begriffe!B132","v":"Kürzel"}]
[null,{"$f":"Begriffe!B92","v":"Anlage"},null,{"$f":"Begriffe!B112","v":"Eingabe"},{"$f":"Begriffe!B116","v":"Thermisch"},null,{"$f":"Begriffe!B118","v":"/ JAZ"},null,{"$f":"G4","v":"/ JAZ"},null,{"$f":"Begriffe!B124","v":"Heizungsanlage"},null,{"$f":"Begriffe!B129","v":"Aussentemp."},null,null,null,null,null,{"$f":"Begriffe!B133","v":"Person"}]
[null,"-",null,"-","kW",null,{"$f":"Begriffe!B119","v":"Standard [-]"},null,{"$f":"Begriffe!B122","v":"Projektwert [-]"},null,"-",null,"°C",null,"-",null,null,"-","-",{"$f":"Startblatt!J19","v":0}]
["WE01",null,null,"nein",null,null,{"$f":"IFERROR(VLOOKUP(B6,'Berechnung WE'!S23:V41,2,FALSE),0)","v":0},null,null,null,"monovalent",null,null,null,null,null,null,null,null,{"$f":"IF($V$1=D6,IF(OR(B6=\"\",E6=\"\",K6=\"\"),1,0),0)","v":1},1,{"$f":"IF(U6<=$T$5,T6,0)","v":0}]
["WE02",null,null,null,null,null,{"$f":"IFERROR(VLOOKUP(B7,'Berechnung WE'!S23:V41,2,FALSE),0)","v":0},null,null,null,null,null,null,null,null,null,null,null,null,{"$f":"IF($V$1=D6,IF(OR(B7=\"\",E7=\"\",M7=\"\"),1,0),0)","v":1},2,{"$f":"IF(U7<=$T$5,T7,0)","v":0}]
["WE03",null,null,null,null,null,{"$f":"IFERROR(VLOOKUP(B8,'Berechnung WE'!S23:V41,2,FALSE),0)","v":0},null,null,null,null,null,null,null,null,null,null,null,null,{"$f":"IF($V$1=D6,IF(OR(B8=\"\",E8=\"\",M8=\"\"),1,0),0)","v":1},3,{"$f":"IF(U8<=$T$5,T8,0)","v":0}]
[]
[{"$f":"Begriffe!B134","v":"Heizgruppen"}]
[{"$f":"Begriffe!B135","v":"Bestehende Einstellungen"}]
[{"$f":"Begriffe!B136","v":"Nr."},{"$f":"Begriffe!B137","v":"Bezeichnung"},{"$f":"Begriffe!B139","v":"Detaillierte"},{"$f":"Begriffe!B143","v":"Heizgrenze"},{"$f":"Begriffe!B144","v":"Heizkurve"},null,null,null,{"$f":"Begriffe!B145","v":"Absenkbetrieb"},null,null,null,null,null,{"$f":"Begriffe!B155","v":"Nachtabsenkung"},{"$f":"Begriffe!B158","v":"Abschätzung Wärmeleistung"},null,{"$f":"Begriffe!B160","v":"Wärme-"}]
[null,{"$f":"Begriffe!B138","v":"Anlage"},{"$f":"Begriffe!B140","v":"Eingabe"},null,"ATmin","TVLmax","AT max","TVLmin",{"$f":"Begriffe!B146","v":"Mo.-Fr. "},null,{"$f":"Begriffe!B149","v":"Samstag"},null,{"$f":"Begriffe!B152","v":"Sonntag"},null,{"$f":"Begriffe!B156","v":"Absenkung TVL"},{"$f":"Begriffe!B159","v":"anhand Rohrdimension"},null,{"$f":"Begriffe!B161","v":"leistung"}]
[null,"-","-","°C","°C","°C","°C","°C",{"$f":"Begriffe!B147","v":"von"},{"$f":"Begriffe!B148","v":"bis"},{"$f":"Begriffe!B150","v":"von"},{"$f":"Begriffe!B151","v":"bis"},{"$f":"Begriffe!B153","v":"von"},{"$f":"Begriffe!B154","v":"bis"},{"$f":"Begriffe!B157","v":"Kelvin"},"-","kW","kW",null,{"$f":"Startblatt!J21","v":0}]
["H01",null,"nein",null,null,null,null,null,null,null,null,null,null,null,null,null,{"$f":"IF(P15=\"\",\"\",0.0127*P15^2.114)","v":""},null,null,{"$f":"IF($V$1=C15,IF(OR(B15=\"\",D15=\"\",E15=\"\",F15=\"\",G15=\"\",H15=\"\",R15=\"\"),1,0),0)","v":1},1,{"$f":"IF(U15<=$T$14,T15,0)","v":0}]
["H02",null,"nein",null,null,null,null,null,null,null,null,null,null,null,null,null,{"$f":"IF(P16=\"\",\"\",0.0127*P16^2.114)","v":""},null,null,{"$f":"IF($V$1=C16,IF(OR(B16=\"\",D16=\"\",E16=\"\",F16=\"\",G16=\"\",H16=\"\",R16=\"\"),1,0),0)","v":1},2,{"$f":"IF(U16<=$T$14,T16,0)","v":0}]
["H03",null,"nein",null,null,null,null,null,null,null,null,null,null,null,null,null,"",null,null,1,3,0]
["H04",null,"nein",null,null,null,null,null,null,null,null,null,null,null,null,null,"",null,null,1,4,0]
["H05",null,"nein",null,null,null,null,null,null,null,null,null,null,null,null,null,"",null,null,1,5,0]
["H06",null,"nein",null,null,null,null,null,null,null,null,null,null,null,null,null,"",null,null,1,6,0]
["H07",null,"nein",null,null,null,null,null,null,null,null,null,null,null,null,null,"",null,null,1,7,0]
["H08",null,"nein",null,null,null,null,null,null,null,null,null,null,null,null,null,"",null,null,1,8,0]
["H09",null,"nein",null,null,null,null,null,null,null,null,null,null,null,null,null,"",null,null,1,9,0]
["H10",null,"nein",null,null,null,null,null,null,null,null,null,null,null,null,null,{"$f":"IF(P24=\"\",\"\",0.0127*P24^2.114)","v":""},null,null,1,10,0]
[]
[{"$f":"Begriffe!B162","v":"Optimierte Einstellungen"}]
[{"$f":"A12","v":"Nr."},{"$f":"B12","v":"Bezeichnung"},null,{"$f":"D12","v":"Heizgrenze"},{"$f":"E12","v":"Heizkurve"},null,null,null,{"$f":"I12","v":"Absenkbetrieb"},null,null,null,null,null,{"$f":"O12","v":"Nachtabsenkung"},{"$f":"Begriffe!B163","v":"Hinweise"},null,{"$f":"Begriffe!B164","v":"Datum "},{"$f":"Begriffe!B165","v":"Kürzel"}]
[null,{"$f":"B13","v":"Anlage"},null,null,"ATmin","TVLmax","AT max","TVLmin",{"$f":"I13","v":"Mo.-Fr. "},null,{"$f":"K13","v":"Samstag"},null,{"$f":"M13","v":"Sonntag"},null,{"$f":"O13","v":"Absenkung TVL"},null,null,null,{"$f":"Begriffe!B166","v":"Person"}]
[null,"-",null,"°C","°C","°C","°C","°C",{"$f":"I14","v":"von"},{"$f":"J14","v":"bis"},"von","bis","von","bis","Kelvin","-",null,"-","-"]
["H01",{"$f":"IF(B15=\"\",\"\",B15)","v":""},null,null,null,null,null,null,null,null,null,null,null,null,null,null,null,null,null,{"$f":"IF($V$1=C15,IF(OR(D30=\"\",E30=\"\",F30=\"\",G30=\"\",H30=\"\"),1,0),0)","v":1},1,0]
["H02",{"$f":"IF(B16=\"\",\"\",B16)","v":""},null,null,null,null,null,null,null,null,null,null,null,null,null,null,null,null,null,{"$f":"IF($V$1=C16,IF(OR(D31=\"\",E31=\"\",F31=\"\",G31=\"\",H31=\"\"),1,0),0)","v":1},2,0]
["H03","",null,null,null,null,null,null,null,null,null,null,null,null,null,null,null,null,null,1,3,0]
["H04","",null,null,null,null,null,null,null,null,null,null,null,null,null,null,null,null,null,1,4,0]
["H05","",null,null,null,null,null,null,null,null,null,null,null,null,null,null,null,null,null,1,5,0]
["H06","",null,null,null,null,null,null,null,null,null,null,null,null,null,null,null,null,null,1,6,0]
["H07","",null,null,null,null,null,null,null,null,null,null,null,null,null,null,null,null,null,1,7,0]
["H08","",null,null,null,null,null,null,null,null,null,null,null,null,null,null,null,null,null,1,8,0]
["H09","",null,null,null,null,null,null,null,null,null,null,null,null,null,null,null,null,null,1,9,0]
["H10","",null,null,null,null,null,null,null,null,null,null,null,null,null,null,null,null,null,{"$f":"IF($V$1=C24,IF(OR(D39=\"\",E39=\"\",F39=\"\",G39=\"\",H39=\"\"),1,0),0)","v":1},10,0]
[]
[{"$f":"Begriffe!B167","v":"Trinkwarmwasser"}]
[{"$f":"Begriffe!B168","v":"Bestehende Einstellungen"}]
[{"$f":"Begriffe!B169","v":"Nr."},{"$f":"Begriffe!B170","v":"Bezeichnung"},{"$f":"Begriffe!B172","v":"Detaillierte"},{"$f":"Begriffe!B176","v":"Temp.-Sollwert "},{"$f":"Begriffe!B178","v":"Anzahl Legion-"},null,{"$f":"Begriffe!B181","v":"Solltemp. Begleit-"},null,{"$f":"Begriffe!B183","v":"Solltemp. "},null,{"$f":"Begriffe!B185","v":"EBF"},null,{"$f":"Begriffe!B187","v":"Länge Zirk-"},null,{"$f":"M43","v":"Länge Zirk-"},{"$f":"Begriffe!B191","v":"TWW-Speicher-"},{"$f":"Begriffe!B193","v":"Verbraucher-"},{"$f":"Begriffe!B195","v":"Wärmeerzeugung"}]
[null,{"$f":"Begriffe!B171","v":"Anlage"},{"$f":"Begriffe!B173","v":"Eingabe"},{"$f":"Begriffe!B177","v":"für TWW"},{"$f":"Begriffe!B179","v":"ellenschaltungen"},null,{"$f":"Begriffe!B182","v":"heizbänder"},null,{"$f":"Begriffe!B184","v":"Zirkulation"},null,{"$f":"Begriffe!B186","v":"Verbraucher"},null,{"$f":"Begriffe!B188","v":"ulationsleitung"},null,{"$f":"M44","v":"ulationsleitung"},{"$f":"Begriffe!B192","v":"volumen"},{"$f":"Begriffe!B194","v":"kategorie"},{"$f":"Begriffe!B196","v":"für TWW"}]
[null,"-","-","°C",{"$f":"Begriffe!B180","v":"Stk. / Woche"},null,"°C",null,"°C",null,"m²",null,{"$f":"Begriffe!B189","v":"Standard [m]"},null,{"$f":"Begriffe!B190","v":"Individuell [m]"},"l","-",null,null,{"$f":"Startblatt!J20","v":0}]
["TW01",null,"nein",null,null,null,null,null,null,null,null,null,{"$f":"IFERROR(ROUND(K46*0.133,-1),\"\")","v":0},null,null,null,null,null,null,{"$f":"IF($V$1=C46,IF(OR(D46=\"\",K46=\"\",P46=\"\",Q46=\"\",R46=\"\"),1,0),0)","v":1},1,{"$f":"IF(U46<=$T$45,T46,0)","v":0}]
["TW02",null,"nein",null,null,null,null,null,null,null,null,null,{"$f":"IFERROR(ROUND(K47*0.133,-1),\"\")","v":0},null,null,null,null,null,null,{"$f":"IF($V$1=C47,IF(OR(D47=\"\",K47=\"\",P47=\"\",Q47=\"\",R47=\"\"),1,0),0)","v":1},2,{"$f":"IF(U47<=$T$45,T47,0)","v":0}]
["TW03",null,"nein",null,null,null,null,null,null,null,null,null,{"$f":"IFERROR(ROUND(K48*0.133,-1),\"\")","v":0},null,null,null,null,null,null,1,3,0]
["TW04",null,"nein",null,null,null,null,null,null,null,null,null,0,null,null,null,null,null,null,1,4,0]
[]
[{"$f":"Begriffe!B197","v":"Optimierte Einstellungen"}]
[{"$f":"A43","v":"Nr."},{"$f":"B43","v":"Bezeichnung"},null,{"$f":"D43","v":"Temp.-Sollwert "},{"$f":"E43","v":"Anzahl Legion-"},null,{"$f":"G43","v":"Solltemp. Begleit-"},null,{"$f":"I43","v":"Solltemp. "},null,{"$f":"Begriffe!B198","v":"Hinweise"},null,null,null,null,null,null,{"$f":"Begriffe!B199","v":"Datum "},{"$f":"Begriffe!B200","v":"Kürzel"}]
[null,{"$f":"B44","v":"Anlage"},null,{"$f":"D44","v":"für TWW"},{"$f":"E44","v":"ellenschaltungen"},null,{"$f":"G44","v":"heizbänder"},null,{"$f":"I44","v":"Zirkulation"},null,null,null,null,null,null,null,null,null,{"$f":"Begriffe!B201","v":"Person"}]
[null,"-",null,"°C",{"$f":"E45","v":"Stk. / Woche"},null,"°C",null,"°C",null,"-",null,null,null,null,null,null,"-","-"]
["TW01",{"$f":"IF(B46=\"\",\"\",B46)","v":""},null,null,null,null,null,null,null,null,null,null,null,null,null,null,null,null,null,{"$f":"IF($V$1=C46,IF(D55=\"\",1,0),0)","v":1},1,0]
["TW02",{"$f":"IF(B47=\"\",\"\",B47)","v":""},null,null,null,null,null,null,null,null,null,null,null,null,null,null,null,null,null,{"$f":"IF($V$1=C47,IF(D56=\"\",1,0),0)","v":1},2,0]
["TW03",{"$f":"IF(B48=\"\",\"\",B48)","v":""},null,null,null,null,null,null,null,null,null,null,null,null,null,null,null,null,null,1,3,0]
["TW04",{"$f":"IF(B49=\"\",\"\",B49)","v":""},null,null,null,null,null,null,null,null,null,null,null,null,null,null,null,null,null,1,4,0]
[]
[{"$f":"Begriffe!B202","v":"Energiekosten / -verbrauch und Einsparung pro Jahr"}]
[{"$f":"Begriffe!B203","v":"Nr."},{"$f":"Begriffe!B204","v":"Bezeichnung"},{"$f":"Begriffe!B206","v":"Bestehender Energieverbrauch "},null,null,null,null,null,{"$f":"Begriffe!B211","v":"Optimierter Energieverbrauch"},null,null,null,null,null,null,{"$f":"Begriffe!B216","v":"Einsparung"}]
[null,{"$f":"Begriffe!B205","v":"Anlage"},{"$f":"Begriffe!B207","v":"Endenergie"},{"$f":"Begriffe!B208","v":"Therm. Energie"},{"$f":"Begriffe!B209","v":"Hilfsenergie"},null,{"$f":"Begriffe!B210","v":"Kosten"},null,{"$f":"Begriffe!B212","v":"Endenergie"},null,{"$f":"Begriffe!B213","v":"Therm. Energie"},null,{"$f":"Begriffe!B214","v":"Hilfsenergie"},null,{"$f":"Begriffe!B215","v":"Kosten"},{"$f":"Begriffe!B217","v":"Hilfs.+Endenergie"},{"$f":"Begriffe!B218","v":"Kosten"},{"$f":"Begriffe!B219","v":"Prozentual"}]
[null,null,"kWh","kWh","kWh",null,"CHF",null,"kWh",null,"kWh",null,"kWh",null,"CHF","kWh","CHF","%"]
[{"$f":"Begriffe!B220","v":"Wärmeerzeugung"}]
["WE01",{"$f":"IF(B6=\"\",\"\",B6)","v":""},{"$f":"IFERROR(WE!S51,\"\")","v":""},{"$f":"IFERROR('Berechnung WE'!C839,\"\")","v":0},{"$f":"IFERROR(WE!S52,\"\")","v":0},null,{"$f":"IFERROR(ROUND(WE!T51,-1)+ROUND(WE!T52,-1),\"\")","v":0},null,{"$f":"IFERROR(WE!U51,\"\")","v":""},null,{"$f":"IFERROR('Berechnung WE'!E839,\"\")","v":0},null,{"$f":"IFERROR(WE!U52,\"\")","v":0},null,{"$f":"IFERROR(ROUND(WE!V51,-1)+ROUND(WE!V52,-1),\"\")","v":0},{"$f":"IFERROR((C65-I65)+(E65-M65),\"\")","v":""},{"$f":"IFERROR(G65-O65,\"\")","v":0},{"$f":"IFERROR(Q65/G65,0)","v":0}]
["WE02",{"$f":"IF(B7=\"\",\"\",B7)","v":""},{"$f":"IFERROR(WE!S53,\"\")","v":0},{"$f":"IFERROR('Berechnung WE'!C842,\"\")","v":0},{"$f":"IFERROR(WE!S54,\"\")","v":0},null,{"$f":"IFERROR(ROUND(WE!T53,-1)+ROUND(WE!T54,-1),\"\")","v":0},null,{"$f":"IFERROR(WE!U53,\"\")","v":0},null,{"$f":"IFERROR('Berechnung WE'!E842,\"\")","v":0},null,{"$f":"IFERROR(WE!U54,\"\")","v":0},null,{"$f":"IFERROR(ROUND(WE!V53,-1)+ROUND(WE!V54,-1),\"\")","v":0},{"$f":"IFERROR((C66-I66)+(E66-M66),\"\")","v":0},{"$f":"IFERROR(G66-O66,\"\")","v":0},{"$f":"IFERROR(Q66/G66,0)","v":0}]
["WE03",{"$f":"IF(B8=\"\",\"\",B8)","v":""},{"$f":"IFERROR(WE!S55,\"\")","v":0},{"$f":"IFERROR('Berechnung WE'!C845,\"\")","v":0},{"$f":"IFERROR(WE!S56,\"\")","v":0},null,{"$f":"IFERROR(ROUND(WE!T55,-1)+ROUND(WE!T56,-1),\"\")","v":0},null,{"$f":"IFERROR(WE!U55,\"\")","v":0},null,{"$f":"IFERROR('Berechnung WE'!E845,\"\")","v":0},null,{"$f":"IFERROR(WE!U56,\"\")","v":0},null,{"$f":"IFERROR(ROUND(WE!V55,-1)+ROUND(WE!V56,-1),\"\")","v":0},{"$f":"IFERROR((C67-I67)+(E67-M67),\"\")","v":0},{"$f":"IFERROR(G67-O67,\"\")","v":0},{"$f":"IFERROR(Q67/G67,0)","v":0}]
[]
[{"$f":"Begriffe!B221","v":"Trinkwarmwasser"}]
["TW01",{"$f":"IF(B46=\"\",\"\",B46)","v":""},null,{"$f":"IFERROR('TW01'!L51,\"\")","v":0},{"$f":"IFERROR('TW01'!L52,\"\")","v":0},null,{"$f":"IFERROR(ROUND('TW01'!M51,-1)+ROUND('TW01'!M52,-1),\"\")","v":""},null,null,null,{"$f":"IFERROR('TW01'!N51,\"\")","v":0},null,{"$f":"IFERROR('TW01'!N52,\"\")","v":0},null,{"$f":"IFERROR(ROUND('TW01'!O51,-1)+ROUND('TW01'!O52,-1),\"\")","v":""},{"$f":"IFERROR((D70-K70)+(E70-M70),\"\")","v":0},{"$f":"IFERROR(G70-O70,\"\")","v":""},{"$f":"IFERROR(Q70/G70,0)","v":0}]
["TW02",null,null,{"$f":"IFERROR('TW02'!L51,\"\")","v":0},{"$f":"IFERROR('TW02'!L52,\"\")","v":0},null,{"$f":"IFERROR(ROUND('TW02'!M51,-1)+ROUND('TW02'!M52,-1),\"\")","v":""},null,null,null,{"$f":"IFERROR('TW02'!N51,\"\")","v":0},null,{"$f":"IFERROR('TW02'!N52,\"\")","v":0},null,{"$f":"IFERROR(ROUND('TW02'!O51,-1)+ROUND('TW02'!O52,-1),\"\")","v":""},{"$f":"IFERROR((D71-K71)+(E71-M71),\"\")","v":0},{"$f":"IFERROR(G71-O71,\"\")","v":""},{"$f":"IFERROR(Q71/G71,0)","v":0}]
["TW03",null,null,{"$f":"IFERROR('TW03'!L51,\"\")","v":0},{"$f":"IFERROR('TW03'!L52,\"\")","v":0},null,{"$f":"IFERROR(ROUND('TW03'!M51,-1)+ROUND('TW03'!M52,-1),\"\")","v":""},null,null,null,{"$f":"IFERROR('TW03'!N51,\"\")","v":0},null,{"$f":"IFERROR('TW03'!N52,\"\")","v":0},null,{"$f":"IFERROR(ROUND('TW03'!O51,-1)+ROUND('TW03'!O52,-1),\"\")","v":""},{"$f":"IFERROR((D72-K72)+(E72-M72),\"\")","v":0},{"$f":"IFERROR(G72-O72,\"\")","v":""},{"$f":"IFERROR(Q72/G72,0)","v":0}]
["TW04",null,null,{"$f":"IFERROR('TW04'!L51,\"\")","v":0},{"$f":"IFERROR('TW04'!L52,\"\")","v":0},null,{"$f":"IFERROR(ROUND('TW04'!M51,-1)+ROUND('TW04'!M52,-1),\"\")","v":""},null,null,null,{"$f":"IFERROR('TW04'!N51,\"\")","v":0},null,{"$f":"IFERROR('TW04'!N52,\"\")","v":0},null,{"$f":"IFERROR(ROUND('TW04'!O51,-1)+ROUND('TW04'!O52,-1),\"\")","v":""},{"$f":"IFERROR((D73-K73)+(E73-M73),\"\")","v":0},{"$f":"IFERROR(G73-O73,\"\")","v":""},{"$f":"IFERROR(Q73/G73,0)","v":0}]
[]
[{"$f":"Begriffe!B222","v":"Heizgruppen"}]
[{"$f":"A30","v":"H01"},{"$f":"IF(B15=\"\",\"\",B15)","v":""},null,{"$f":"IFERROR('H01'!$P$30,\"\")","v":0},{"$f":"IFERROR('H01'!$P$31,\"\")","v":0},null,{"$f":"IFERROR(ROUND('H01'!$O$51,-1)+ROUND('H01'!$O$52,-1),\"\")","v":0},null,null,null,{"$f":"IFERROR('H01'!$P$51,\"\")","v":0},null,{"$f":"IFERROR('H01'!$P$52,\"\")","v":0},null,{"$f":"IFERROR(ROUND('H01'!$Q$51,-1)+ROUND('H01'!$Q$52,-1),\"\")","v":0},{"$f":"IFERROR((D76-K76)+(E76-M76),\"\")","v":0},{"$f":"IFERROR(G76-O76,\"\")","v":0},{"$f":"IFERROR(Q76/G76,0)","v":0}]
["H02","",null,{"$f":"IFERROR('H02'!$P$30,\"\")","v":0},{"$f":"IFERROR('H02'!$P$31,\"\")","v":0},null,{"$f":"IFERROR(ROUND('H02'!$O$51,-1)+ROUND('H02'!$O$52,-1),\"\")","v":0},null,null,null,{"$f":"IFERROR('H02'!$P$51,\"\")","v":0},null,{"$f":"IFERROR('H02'!$P$52,\"\")","v":0},null,{"$f":"IFERROR(ROUND('H02'!$Q$51,-1)+ROUND('H02'!$Q$52,-1),\"\")","v":0},0,0,0]
["H03","",null,{"$f":"IFERROR('H03'!$P$30,\"\")","v":0},{"$f":"IFERROR('H03'!$P$31,\"\")","v":0},null,{"$f":"IFERROR(ROUND('H03'!$O$51,-1)+ROUND('H03'!$O$52,-1),\"\")","v":0},null,null,null,{"$f":"IFERROR('H03'!$P$51,\"\")","v":0},null,{"$f":"IFERROR('H03'!$P$52,\"\")","v":0},null,{"$f":"IFERROR(ROUND('H03'!$Q$51,-1)+ROUND('H03'!$Q$52,-1),\"\")","v":0},0,0,0]
["H04","",null,{"$f":"IFERROR('H04'!$P$30,\"\")","v":0},{"$f":"IFERROR('H04'!$P$31,\"\")","v":0},null,{"$f":"IFERROR(ROUND('H04'!$O$51,-1)+ROUND('H04'!$O$52,-1),\"\")","v":0},null,null,null,{"$f":"IFERROR('H04'!$P$51,\"\")","v":0},null,{"$f":"IFERROR('H04'!$P$52,\"\")","v":0},null,{"$f":"IFERROR(ROUND('H04'!$Q$51,-1)+ROUND('H04'!$Q$52,-1),\"\")","v":0},0,0,0]
["H05","",null,{"$f":"IFERROR('H05'!$P$30,\"\")","v":0},{"$f":"IFERROR('H05'!$P$31,\"\")","v":0},null,{"$f":"IFERROR(ROUND('H05'!$O$51,-1)+ROUND('H05'!$O$52,-1),\"\")","v":0},null,null,null,{"$f":"IFERROR('H05'!$P$51,\"\")","v":0},null,{"$f":"IFERROR('H05'!$P$52,\"\")","v":0},null,{"$f":"IFERROR(ROUND('H05'!$Q$51,-1)+ROUND('H05'!$Q$52,-1),\"\")","v":0},0,0,0]
["H06","",null,{"$f":"IFERROR('H06'!$P$30,\"\")","v":0},{"$f":"IFERROR('H06'!$P$31,\"\")","v":0},null,{"$f":"IFERROR(ROUND('H06'!$O$51,-1)+ROUND('H06'!$O$52,-1),\"\")","v":0},null,null,null,{"$f":"IFERROR('H06'!$P$51,\"\")","v":0},null,{"$f":"IFERROR('H06'!$P$52,\"\")","v":0},null,{"$f":"IFERROR(ROUND('H06'!$Q$51,-1)+ROUND('H06'!$Q$52,-1),\"\")","v":0},0,0,0]
["H07","",null,{"$f":"IFERROR('H07'!$P$30,\"\")","v":0},{"$f":"IFERROR('H07'!$P$31,\"\")","v":0},null,{"$f":"IFERROR(ROUND('H07'!$O$51,-1)+ROUND('H07'!$O$52,-1),\"\")","v":0},null,null,null,{"$f":"IFERROR('H07'!$P$51,\"\")","v":0},null,{"$f":"IFERROR('H07'!$P$52,\"\")","v":0},null,{"$f":"IFERROR(ROUND('H07'!$Q$51,-1)+ROUND('H07'!$Q$52,-1),\"\")","v":0},{"$f":"IFERROR((D82-K82)+(E82-M82),\"\")","v":0},{"$f":"IFERROR(G82-O82,\"\")","v":0},{"$f":"IFERROR(Q82/G82,0)","v":0}]
["H08","",null,{"$f":"IFERROR('H08'!$P$30,\"\")","v":0},{"$f":"IFERROR('H08'!$P$31,\"\")","v":0},null,{"$f":"IFERROR(ROUND('H08'!$O$51,-1)+ROUND('H08'!$O$52,-1),\"\")","v":0},null,null,null,{"$f":"IFERROR('H08'!$P$51,\"\")","v":0},null,{"$f":"IFERROR('H08'!$P$52,\"\")","v":0},null,{"$f":"IFERROR(ROUND('H08'!$Q$51,-1)+ROUND('H08'!$Q$52,-1),\"\")","v":0},{"$f":"IFERROR((D83-K83)+(E83-M83),\"\")","v":0},{"$f":"IFERROR(G83-O83,\"\")","v":0},{"$f":"IFERROR(Q83/G83,0)","v":0}]
["H09","",null,{"$f":"IFERROR('H09'!$P$30,\"\")","v":0},{"$f":"IFERROR('H09'!$P$31,\"\")","v":0},null,{"$f":"IFERROR(ROUND('H09'!$O$51,-1)+ROUND('H09'!$O$52,-1),\"\")","v":0},null,null,null,{"$f":"IFERROR('H09'!$P$51,\"\")","v":0},null,{"$f":"IFERROR('H09'!$P$52,\"\")","v":0},null,{"$f":"IFERROR(ROUND('H09'!$Q$51,-1)+ROUND('H09'!$Q$52,-1),\"\")","v":0},{"$f":"IFERROR((D84-K84)+(E84-M84),\"\")","v":0},{"$f":"IFERROR(G84-O84,\"\")","v":0},{"$f":"IFERROR(Q84/G84,0)","v":0}]
["H10","",null,{"$f":"IFERROR('H10'!$P$30,\"\")","v":0},{"$f":"IFERROR('H10'!$P$31,\"\")","v":0},null,{"$f":"IFERROR(ROUND('H10'!$O$51,-1)+ROUND('H10'!$O$52,-1),\"\")","v":0},null,null,null,{"$f":"IFERROR('H10'!$P$51,\"\")","v":0},null,{"$f":"IFERROR('H10'!$P$52,\"\")","v":0},null,{"$f":"IFERROR(ROUND('H10'!$Q$51,-1)+ROUND('H10'!$Q$52,-1),\"\")","v":0},{"$f":"IFERROR((D85-K85)+(E85-M85),\"\")","v":0},{"$f":"IFERROR(G85-O85,\"\")","v":0},{"$f":"IFERROR(Q85/G85,0)","v":0}]

{"sheet":"WE","index":3,"n_rows":56,"n_cols":27,"rows_kept":56,"cut":false,"hidden":true,"merged":[[66,10,66,11],[66,12,66,13],[66,14,66,15],[64,12,64,13],[64,14,64,15],[65,10,65,11],[65,12,65,13],[65,14,65,15],[52,1,52,2],[53,1,53,2],[54,1,54,2],[59,3,59,4],[59,12,59,15],[0,8,0,14],[8,1,8,2],[6,1,6,2],[7,1,7,2],[13,3,13,4],[13,12,13,15],[0,24,0,25],[9,16,9,17],[7,18,7,19],[9,18,9,19],[2,20,2,21],[3,16,6,26],[2,18,2,19],[2,16,2,17],[7,16,7,17],[10,18,10,19],[11,18,11,19],[15,20,15,21],[7,20,7,21],[8,20,8,21],[9,20,9,21],[10,20,10,21],[11,20,11,21],[12,20,12,21],[13,20,13,21],[13,18,13,19],[14,18,14,19],[15,18,15,19],[12,18,12,19],[14,20,14,21],[78,1,78,2],[16,16,16,17],[15,16,15,17],[11,16,11,17],[12,16,12,17],[13,16,13,17],[14,16,14,17],[32,1,32,2],[18,12,18,13],[18,14,18,15],[19,12,19,13],[20,12,20,13],[19,14,19,15],[20,14,20,15],[20,10,20,11],[19,10,19,11]]}
[{"$f":"Begriffe!B223","v":"Wärmeerzeugung - Detail"},null,null,{"$f":"Begriffe!B224","v":"Status"},{"$f":"IF(SUM(D37:D39)>=1,1,0)","v":0},null,null,{"$f":"Begriffe!B225","v":"Verantwortlicher"},null,null,null,null,null,null,null,{"$f":"Einführung!K1","v":"V 1.0.0"},{"$f":"A1","v":"Wärmeerzeugung - Detail"},null,null,null,null,null,null,{"$f":"H1","v":"Verantwortlicher"},{"$f":"IF(I1=\"\",\"\",I1)","v":""},null,{"$f":"Einführung!K1","v":"V 1.0.0"}]
[]
[{"$f":"Begriffe!B226","v":"Technische Daten"},null,null,null,null,null,null,null,null,null,null,null,null,null,null,null,{"$f":"Begriffe!B269","v":"Hinweise"}]
[{"$f":"Begriffe!B227","v":"Nr."},{"$f":"Begriffe!B228","v":"Erzeugertyp"},null,{"$f":"Begriffe!B230","v":"Leistung"},{"$f":"Begriffe!B232","v":"Nutzungsgrad"},{"$f":"Begriffe!B235","v":"Nutzungsgrad"},{"$f":"Begriffe!B237","v":"COP1"},null,{"$f":"Begriffe!B238","v":"COP2"},null,{"$f":"Begriffe!B239","v":"COP3"},null,{"$f":"Begriffe!B241","v":"Primärpumpe"},null,{"$f":"Begriffe!B244","v":"Auslegedaten"}]
[null,{"$f":"Begriffe!B229","v":"Art der Wärmeerzeugung"},null,{"$f":"Begriffe!B231","v":"thermisch"},{"$f":"Begriffe!B233","v":"/ JAZ"},null,null,null,null,null,null,null,{"$f":"Begriffe!B242","v":"Leistung"},{"$f":"Begriffe!B243","v":"Vol.strom"},{"$f":"Begriffe!B245","v":"Vorlauf"},{"$f":"Begriffe!B246","v":"Rücklauf"}]
[null,"-",null,"kW",{"$f":"Begriffe!B234","v":"Standard [-]"},{"$f":"Begriffe!B236","v":"Projekt [-]"},"°C",{"$f":"Begriffe!B240","v":"COP"},"°C",{"$f":"H6","v":"COP"},"°C",{"$f":"J6","v":"COP"},"W","m³/h","°C","°C"]
["WE01",null,null,null,{"$f":"IFERROR(VLOOKUP(B7,'Berechnung WE'!S23:V41,2,FALSE),0)","v":0}]
["WE02",null,null,null,{"$f":"IFERROR(VLOOKUP(B8,'Berechnung WE'!S23:V41,2,FALSE),0)","v":0}]
["WE03",null,null,null,{"$f":"IFERROR(VLOOKUP(B9,'Berechnung WE'!S23:V41,2,FALSE),0)","v":0},null,null,null,null,null,null,null,null,null,null,null,{"$f":"Begriffe!B270","v":"Energieverbrauch und Energiekosten"}]
[]
[{"$f":"Begriffe!B247","v":"Bestehend"},null,null,null,null,null,{"$f":"Begriffe!B248","v":"Optimiert"},null,null,null,null,null,null,null,null,null,{"$f":"Begriffe!B271","v":"Kosten Endenergie"},null,null,null,null,null,{"$f":"Begriffe!B272","v":"Kosten Hilfsenergie [Elektrizität] "}]
[]
[{"$f":"Begriffe!B249","v":"Parameter Allg."},null,null,null,null,null,{"$f":"A13","v":"Parameter Allg."}]
[null,{"$f":"Begriffe!B250","v":"Betriebsweise"},null,"monovalent",null,null,null,null,{"$f":"B14","v":"Betriebsweise"},null,null,null,{"$f":"D14","v":"monovalent"}]
[]
[{"$f":"Begriffe!B250","v":"Betriebsweise"},null,null,null,null,null,{"$f":"A16","v":"Betriebsweise"}]
[null,{"$f":"Begriffe!B252","v":"Nr."},{"$f":"Begriffe!B253","v":"Bivalenzpunkt"},{"$f":"Begriffe!B254","v":"min. "},{"$f":"Begriffe!B256","v":"Speicherüber-"},null,null,null,{"$f":"B17","v":"Nr."},null,{"$f":"C17","v":"Bivalenzpunkt"},null,{"$f":"D17","v":"min. "},null,{"$f":"E17","v":"Speicherüber-"},null,null,null,null,{"$f":"R51","v":"Endenergie"},{"$f":"T51+T53+T55","v":0},{"$f":"V51+V53+V55","v":0}]
[null,null,null,{"$f":"Begriffe!B255","v":"Vorlauftemp."},{"$f":"Begriffe!B257","v":"erhöhung"},null,null,null,null,null,null,null,{"$f":"D18","v":"Vorlauftemp."},null,{"$f":"E18","v":"erhöhung"},null,null,null,null,{"$f":"R52","v":"Hilfsenergie"},{"$f":"T52+T54+T56","v":0},{"$f":"V52+V54+V56","v":0}]
[null,"WE01",null,null,null,null,null,null,"WE01"]
[null,"WE02",null,null,null,null,null,null,"WE02"]
[null,"WE03",null,null,null,null,null,null,"WE03"]
[]
[{"$f":"Begriffe!B258","v":"Korrektur Energieverbrauch"}]
[]
[{"$f":"Begriffe!B259","v":"Energieverbrauch "},null,{"$f":"Begriffe!B260","v":"Berechnet"},{"$f":"Begriffe!B261","v":"Real"},{"$f":"Begriffe!B262","v":"Normiert"},{"$f":"Begriffe!B263","v":"Abweichung"}]
[null,"WE01",{"$f":"U29","v":0},null,{"$f":"IFERROR(D26/$D$31*$E$31,\"\")","v":""},{"$f":"IFERROR(E26/C26,\" \")","v":" "}]
[null,"WE02",{"$f":"U31","v":0},null,{"$f":"IFERROR(D27/$D$31*$E$31,\"\")","v":""},{"$f":"IFERROR(E27/C27,\" \")","v":" "}]
[null,"WE03",{"$f":"U33","v":0},null,{"$f":"IFERROR(D28/$D$31*$E$31,\"\")","v":""},{"$f":"IFERROR(E28/C28,\" \")","v":" "},null,null,null,null,null,null,null,null,null,null,null,null,null,null,{"$f":"Begriffe!B275","v":"Bestehend"},{"$f":"Begriffe!B276","v":"Optimiert"},{"$f":"Begriffe!B277","v":"Einsparung"}]
[null,null,null,null,null,null,null,null,null,null,null,null,null,null,null,null,null,"WE01",{"$f":"Begriffe!B273","v":"Endenergie"},null,{"$f":"IFERROR(S51,0)","v":0},{"$f":"IFERROR(U51,0)","v":0},{"$f":"U29-V29","v":0},{"$f":"ROUND(T51,-1)-ROUND(V51,-1)","v":0},{"$f":"IFERROR(W29/U29,0)","v":0}]
[{"$f":"Begriffe!B264","v":"Heizgradtage"},null,null,{"$f":"D25","v":"Real"},{"$f":"Begriffe!B266","v":"Normiert"},null,null,null,null,null,null,null,null,null,null,null,null,null,{"$f":"Begriffe!B274","v":"Hilfsenergie"},null,{"$f":"IFERROR(S52,0)","v":0},{"$f":"IFERROR(U52,0)","v":0},0,0,0]
[null,{"$f":"Begriffe!B267","v":"Heizgradtage"},null,null,{"$f":"Klimadaten!H44","v":0},null,null,null,null,null,null,null,null,null,null,null,null,"WE02",{"$f":"S29","v":"Endenergie"},null,0,0,0,0,0]
[null,null,null,null,null,null,null,null,null,null,null,null,null,null,null,null,null,null,{"$f":"S30","v":"Hilfsenergie"},null,0,0,0,0,0]
[{"$f":"Begriffe!B268","v":"Korrekturfaktor"},null,null,1,null,null,null,null,null,null,null,null,null,null,null,null,null,"WE03",{"$f":"S29","v":"Endenergie"},null,0,0,0,0,0]
[null,null,null,null,null,null,null,null,null,null,null,null,null,null,null,null,null,null,{"$f":"S30","v":"Hilfsenergie"},null,0,0,0,0,0]
[]
[null,{"$f":"Startblatt!J19","v":0}]
[null,{"$f":"IF(OR(B7=\"\",D7=\"\",O7=\"\",P7=\"\",D19=\"\",E19=\"\",M19=\"\",O19=\"\",M14=\"\",D14=\"\"),1,0)","v":1},1,{"$f":"IF(C37<=$B$36,B37,0)","v":0}]
[null,{"$f":"IF(OR(B8=\"\",D8=\"\",O8=\"\",P8=\"\",D20=\"\",E20=\"\",M20=\"\",O20=\"\",K20=\"\",C20=\"\"),1,0)","v":1},2,{"$f":"IF(C38<=$B$36,B38,0)","v":0}]
[null,{"$f":"IF(OR(B9=\"\",D9=\"\",,O9=\"\",P9=\"\",D21=\"\",E21=\"\",M21=\"\",O21=\"\",C21=\"\",K21=\"\"),1,0)","v":1},3,{"$f":"IF(C39<=$B$36,B39,0)","v":0}]
[]
[]
[]
[]
[]
[]
[]
["Eingabe",null,null,null,null,null,null,null,null,null,null,null,null,null,null,null,"Ergebnisse"]
[null,null,null,null,null,null,null,null,null,null,null,null,null,null,null,null,"Energieverbrauch ",null,"Bestehend",null,"Optimiert"]
[null,null,null,null,null,null,null,null,null,null,null,null,null,null,null,null,null,null,"Nutzenergie","Kosten","Nutzenergie","Kosten"]
[null,null,null,null,null,null,null,null,null,null,null,null,null,null,null,null,null,null,"[kWh]","[CHF/a]","[kWh]","[CHF/a]"]
[null,null,null,null,null,null,null,null,null,null,null,null,null,null,null,null,"WE1","Endenergie",{"$f":"'Berechnung WE'!C838","v":{"$error":"#N/A"}},{"$f":"'Berechnung WE'!D838","v":0},{"$f":"'Berechnung WE'!E838","v":{"$error":"#N/A"}},{"$f":"'Berechnung WE'!F838","v":0}]
[null,null,null,null,null,null,null,null,null,null,null,null,null,null,null,null,null,"Hilfsenergie",{"$f":"'Berechnung WE'!C840","v":0},{"$f":"'Berechnung WE'!D840","v":0},{"$f":"'Berechnung WE'!E840","v":0},{"$f":"'Berechnung WE'!F840","v":0}]
[null,null,null,null,null,null,null,null,null,null,null,null,null,null,null,null,"WE2","Endenergie",{"$f":"'Berechnung WE'!C841","v":0},{"$f":"'Berechnung WE'!D841","v":0},{"$f":"'Berechnung WE'!E841","v":0},{"$f":"'Berechnung WE'!F841","v":0}]
[null,null,null,null,null,null,null,null,null,null,null,null,null,null,null,null,null,"Hilfsenergie",{"$f":"'Berechnung WE'!C843","v":0},{"$f":"'Berechnung WE'!D843","v":0},{"$f":"'Berechnung WE'!E843","v":0},{"$f":"'Berechnung WE'!F843","v":0}]
[null,null,null,null,null,null,null,null,null,null,null,null,null,null,null,null,"WE3","Endenergie",{"$f":"'Berechnung WE'!C844","v":0},{"$f":"'Berechnung WE'!D844","v":0},{"$f":"'Berechnung WE'!E844","v":0},{"$f":"'Berechnung WE'!F844","v":0}]
[null,null,null,null,null,null,null,null,null,null,null,null,null,null,null,null,null,"Hilfsenergie",{"$f":"'Berechnung WE'!C846","v":0},{"$f":"'Berechnung WE'!D846","v":0},{"$f":"'Berechnung WE'!E846","v":0},{"$f":"'Berechnung WE'!F846","v":0}]

{"sheet":"H01","index":4,"n_rows":129,"n_cols":22,"rows_kept":129,"cut":false,"hidden":true,"merged":[[5,9,5,10],[6,9,6,10],[3,11,7,21],[0,8,0,9],[0,19,0,20]]}
[{"$f":"Begriffe!B278&\" \"&Heizung!B15&\" \"&Begriffe!B279","v":"Heizgruppe  Detail"},null,null,{"$f":"Begriffe!B280","v":"Status"},{"$f":"IF(OR(E4=\"\",K4=\"\",K5=\"\",J6=\"\",E16=\"\",K16=\"\",C23=\"\",C24=\"\",C25=\"\",C26=\"\",D23=\"\",D24=\"\",D25=\"\",D26=\"\",I23=\"\",I24=\"\",I25=\"\",I26=\"\",J23=\"\",J24=\"\",J25=\"\",J26=\"\"),1,0)","v":1},null,null,{"$f":"Begriffe!B281","v":"Verantwortlicher"},null,null,{"$f":"Einführung!K1","v":"V 1.0.0"},{"$f":"A1","v":"Heizgruppe  Detail"},null,null,null,null,null,null,{"$f":"H1","v":"Verantwortlicher"},{"$f":"I1","v":0},null,{"$f":"Einführung!K1","v":"V 1.0.0"}]
[]
[{"$f":"Begriffe!B282","v":"Technische Daten"},null,null,null,null,null,null,null,null,null,null,{"$f":"Begriffe!B312","v":"Hinweise"}]
[{"$f":"Begriffe!B283","v":"Wärmeleistung Heizgruppe"},null,null,{"$f":"IF(IFERROR((E5-E6)*K4*1.163,\"\")=0,\"\",IFERROR((E5-E6)*K4*1.163,\"\"))","v":""},"",null,{"$f":"Begriffe!B287","v":"Volumenstrom"},null,null,{"$f":"IFERROR(IF(OR(E5=\"\",E6=\"\"),(E4/((D5-D6)*1.163)),(E4/((E5-E6)*1.163))),\"\")","v":""}]
[{"$f":"Begriffe!B284","v":"Vorlauftemperatur bei Auslegung"},null,null,{"$f":"IF(E5=\"\",IF(J49<=0,\"\",J49),\"\")","v":""},null,null,{"$f":"Begriffe!B288","v":"max. Leistungsaufnahme Pumpe"}]
[{"$f":"Begriffe!B285","v":"Rücklauftemperatur bei Auslegung"},null,null,{"$f":"IF(E6=\"\",IF(IFERROR(D52,0)<=0,\"\",D52),\"\")","v":""},null,null,{"$f":"Begriffe!B289","v":"Art der Raumregulierung"}]
[{"$f":"Begriffe!B286","v":"Rohrdimension (Schätzung Wärmeleistung)"},null,null,{"$f":"IF(E7=\"\",\"\",IF((E5-E6)<=0,0.0127*E7^2.114,IF((E5-E6)<=7,0.0088*E7^2.1161,IF((E5-E6)<=10,0.0127*E7^2.114,IF((E5-E6)<=15,0.0195*E7^2.1077,0.0257*E7^2.1107)))))","v":""},null,null,{"$f":"Begriffe!B293","v":"Raumnutzung"}]
[]
[{"$f":"Begriffe!B294","v":"Bestehend"},null,null,null,null,null,{"$f":"Begriffe!B295","v":"Optimiert"}]
[null,null,null,null,null,null,null,null,null,null,null,{"$f":"Begriffe!B313","v":"Energieverbrauch und Energiekosten"}]
[{"$f":"Begriffe!B296","v":"Betriebszeiten Absenkung"},null,null,{"$f":"Begriffe!B300","v":"von"},{"$f":"Begriffe!B301","v":"bis"},null,{"$f":"A11","v":"Betriebszeiten Absenkung"},null,null,{"$f":"D11","v":"von"},{"$f":"E11","v":"bis"}]
[null,null,{"$f":"Begriffe!B297","v":"Mo.-Fr. "},null,null,null,null,null,{"$f":"C12","v":"Mo.-Fr. "},null,null,null,{"$f":"Begriffe!B314","v":"Kosten Nutzenergie"},null,null,null,null,{"$f":"Begriffe!B315","v":"Kosten Hilfsenergie [Elektrizität] "}]
[null,null,{"$f":"Begriffe!B298","v":"Samstag"},null,null,null,null,null,{"$f":"C13","v":"Samstag"}]
[null,null,{"$f":"Begriffe!B299","v":"Sonntag"},null,null,null,null,null,{"$f":"C14","v":"Sonntag"}]
[]
[{"$f":"Begriffe!B302","v":"Parameter"},null,{"$f":"Begriffe!B303","v":"Heizgrenze"},null,null,null,{"$f":"A16","v":"Parameter"},null,{"$f":"C16","v":"Heizgrenze"}]
[null,null,{"$f":"Begriffe!B304","v":"Heigrenze abgesenkt"},null,null,null,null,null,{"$f":"C17","v":"Heigrenze abgesenkt"}]
[null,null,{"$f":"Begriffe!B305","v":"Raumtemperatur"},null,null,null,null,null,{"$f":"C18","v":"Raumtemperatur"},null,null,null,null,null,{"$f":"L51","v":"Nutzenergie"},{"$f":"O51","v":0},{"$f":"Q51","v":0}]
[null,null,{"$f":"Begriffe!B306","v":"Gebäudezeitkonstante"},null,null,null,null,null,{"$f":"C19","v":"Gebäudezeitkonstante"},null,null,null,null,null,{"$f":"L52","v":"Elektrizität Pumpen"},{"$f":"O52","v":0},{"$f":"Q52","v":0}]
[null,null,{"$f":"Begriffe!B307","v":"Pumpenstufe"},null,null,null,null,null,{"$f":"C20","v":"Pumpenstufe"}]
[]
[{"$f":"Begriffe!B308","v":"Heizkurve"},null,{"$f":"Begriffe!B309","v":"Aussentemp."},{"$f":"Begriffe!B310","v":"Vorlauftemp."},{"$f":"Begriffe!B311","v":"Vorlauftemp. Red."},null,{"$f":"A22","v":"Heizkurve"},null,{"$f":"C22","v":"Aussentemp."},{"$f":"D22","v":"Vorlauftemp."},{"$f":"E22","v":"Vorlauftemp. Red."}]
[]
[]
[]
[]
[]
[]
[null,null,null,null,null,null,null,null,null,null,null,null,null,null,null,{"$f":"Begriffe!B318","v":"Bestehend"},{"$f":"Begriffe!B319","v":"Optimiert"},{"$f":"Begriffe!B320","v":"Einsparung"}]
[null,null,null,null,null,null,null,null,null,null,null,null,null,{"$f":"Begriffe!B316","v":"Nutzenergie"},null,{"$f":"N51","v":0},{"$f":"P51","v":0},{"$f":"P30-Q30","v":0},{"$f":"ROUND(O51,-1)-ROUND(Q51,-1)","v":0},{"$f":"R30/P30","v":{"$error":"#DIV/0!"}}]
[null,null,null,null,null,null,null,null,null,null,null,null,null,{"$f":"Begriffe!B317","v":"Hilfsenergie"},null,{"$f":"N52","v":0},{"$f":"P52","v":0},{"$f":"P31-Q31","v":0},{"$f":"ROUND(O52,-1)-ROUND(Q52,-1)","v":0},{"$f":"R31/P31","v":{"$error":"#DIV/0!"}}]
[]
[]
[null,null,null,null,null,null,null,null,null,null,null,{"$f":"Begriffe!B321","v":"Energieverbrauch "},null,null,null,null,null,{"$f":"Begriffe!B328","v":"Heizgradtage"}]
[null,null,null,null,null,null,null,null,null,null,null,null,{"$f":"Begriffe!B322","v":"Berechnet"},null,null,{"$f":"P30","v":0},null,null,{"$f":"Begriffe!B329","v":"Heizgradtage"},null,null,{"$f":"WE!D31","v":0}]
[null,null,null,null,null,null,null,null,null,null,null,null,{"$f":"Begriffe!B323","v":"Real"},null,null,null,null,null,{"$f":"Begriffe!B330","v":"Norm Heizgradtage "},null,null,{"$f":"WE!E31","v":0}]
[null,null,null,null,null,null,null,null,null,null,null,null,{"$f":"Begriffe!B324","v":"Normiert"},null,null,{"$f":"IFERROR(P36/$V$35*$V$36,0)","v":0}]
[null,null,null,null,null,null,null,null,null,null,null,{"$f":"Begriffe!B325","v":"Korrekturfaktor"},{"$f":"Begriffe!B326","v":"Abweichung"},null,null,{"$f":"IFERROR(P37/P35,\" \")","v":" "}]
[null,null,null,null,null,null,null,null,null,null,null,null,{"$f":"Begriffe!B327","v":"Korrekturfaktor"},null,null,1]
[null,{"$f":"E16","v":0},{"$f":"E17","v":0},100,null,null,null,{"$f":"K16","v":0},{"$f":"K17","v":0},100]
[null,{"$f":"E16","v":0},{"$f":"C40","v":0},0,null,null,null,{"$f":"H40","v":0},{"$f":"I40","v":0},0]
[]
[]
[]
[]
[]
["Eingabe",null,null,null,null,null,null,null,null,null,null,"Ergebnisse"]
["Grundlage Berechnung",null,null,"alt","optimiert",{"$f":"MID(CELL(\"dateiname\",A1),FIND(\"]\",CELL(\"dateiname\",A1))+1,255)","v":"H01"},{"$f":"VLOOKUP(F48,Heizung!A15:C24,3,FALSE)","v":"nein"},null,"Min",{"$f":"MIN(D23:E26,J23:K26)","v":0},null,"Energieverbrauch ",null,"Bestehend",null,"Optimiert"]
["Kennwerte:","Beheizte Fläche",null,50,50,null,{"$f":"G53","v":"ja"},null,"Max",{"$f":"MAX(D23:E26,J23:K26)","v":0},null,null,null,"Nutzenergie","Kosten","Nutzenergie","Kosten"]
[null,"Aussentemperatur Auslegung",null,{"$f":"VLOOKUP(Startblatt!C6,Klimadaten!B4:I43,8,TRUE)","v":{"$error":"#N/A"}},{"$f":"D50","v":{"$error":"#N/A"}},null,null,null,null,null,null,null,null,"[kWh]","[CHF/a]","[kWh]","[CHF/a]"]
[null,"Vorlauftemp. bei Auslegung",null,{"$f":"IF(E5=\"\",D5,E5)","v":""},{"$f":"D51","v":""},null,null,null,null,null,null,"Nutzenergie",null,0,0,0,0]
[null,"Rücklauftemp. bei Auslegung",null,{"$f":"IF(D51=0,0,IF(E6=\"\",D51-IF(D51>Grundlagendaten!H37,Grundlagendaten!J37,IF(AND(Grundlagendaten!H38<=D51,D51<=Grundlagendaten!I38),Grundlagendaten!J38,IF(AND(Grundlagendaten!H39<=D51,D51<=Grundlagendaten!I39),10,Grundlagendaten!J40))),E6))","v":{"$error":"#VALUE!"}},{"$f":"D52","v":{"$error":"#VALUE!"}},null,{"$f":"Begriffe!B76","v":"nein"},null,null,null,null,"Elektrizität Pumpen",null,0,0,0,0]
[null,"Wärmebedarf \nbei Aussentemperatur",null,{"$f":"E4*0.65","v":{"$error":"#VALUE!"}},null,null,{"$f":"Begriffe!B77","v":"ja"},null,null,null,null,"Daten für WE"]
[null,"Länge Leitungsnetz gedämmt",null,{"$f":"D53*2.2*0.9","v":{"$error":"#VALUE!"}},{"$f":"D54","v":{"$error":"#VALUE!"}},null,null,null,null,null,null,"BZ","Bestehend","Optimiert"]
[null,"Länge Leitungsnetz ungedämmt",null,{"$f":"D53*2.2*0.1","v":{"$error":"#VALUE!"}},{"$f":"D55","v":{"$error":"#VALUE!"}},null,null,null,null,null,null,"N: Mo-Fr. von","00:00:00","00:00:00"]
[null,"Durchmesser Leitungsnetz",null,{"$f":"IF(E7=\"\",0.1247*D53+ 37.983,VLOOKUP(E7,Grundlagendaten!A39:D53,3,FALSE))","v":{"$error":"#VALUE!"}},{"$f":"D56","v":{"$error":"#VALUE!"}},null,null,null,null,null,null,"N: Mo-Fr. bis","23:59:00","23:59:00"]
[null,"Volumenstrom Gruppe bei Auslegetemp.",null,{"$f":"IF(G48=G49,K4,D53/((D51-D52)*1.163))","v":{"$error":"#VALUE!"}},{"$f":"D57","v":{"$error":"#VALUE!"}},null,null,null,null,null,null,"N: Sa von","00:00:00","00:00:00"]
[null,"Leistung der Pumpe",null,{"$f":"IF(G48=G49,K5/1000,D53*0.001)","v":{"$error":"#VALUE!"}},{"$f":"D58","v":{"$error":"#VALUE!"}},null,null,null,null,null,null,"N: Sa bis","23:59:00","23:59:00"]
[null,"Art der Heizgruppe",null,"konstanter Volumenstrom",null,null,null,null,null,null,null,"N: So von","00:00:00","00:00:00"]
["Regulierung:","Regulierung der Pumpe",null,"mit FU","mit FU",null,null,null,null,null,null,"N: So bis","23:59:00","23:59:00"]
[null,"Regulierung der Raumtemperatur",null,{"$f":"IF(J6=\"\",Begriffe!B292,J6)","v":"Einzelraum"},{"$f":"D61","v":"Einzelraum"},null,null,null,null,null,null,"R: Mo-Fr. von","00:00:00","00:00:00"]
["Parameter:","Art des Wärmebedarfs ",null,"Raumwärme","Raumwärme",null,null,null,null,null,null,"R: Mo-Fr. bis","00:00:00","00:00:00"]
[null,"Heizgrenze",null,{"$f":"E16","v":0},{"$f":"K16","v":0},null,null,null,null,null,null,"R: Sa von","00:00:00","00:00:00"]
[null,"Heizgrenze abgsenkt",null,{"$f":"IF(E17=\"\",E16,E17)","v":0},{"$f":"IF(K17=\"\",K16,K17)","v":0},null,null,null,null,null,null,"R: Sa bis","00:00:00","00:00:00"]
[null,"Gebäudezeitkonstante",null,{"$f":"E19","v":0},{"$f":"K19","v":0},null,null,null,null,null,null,"R: So von","00:00:00","00:00:00"]
[null,"Raumtemperatur",null,{"$f":"IF(E18=\"\",22,E18)","v":22},{"$f":"IF(K18=\"\",22,K18)","v":22},null,null,null,null,null,null,"R: So bis","00:00:00","00:00:00"]
["Kontrolle / Korrektur","Zeitfaktor Regulierung Druckdifferenz",null,1,null,null,null,null,null,null,null,null,"Leistung kW",null,"Energieverbrauch kWh",null,"Vorlauftemp. Normal",null,"Vorlauftemp. Reduziert"]
["Faktoren für Berechnung","Reduktion Raumtemp. bei Einzelraumreg.",null,1,"K",null,null,null,null,null,null,null,"Bestehend","Optimiert","Bestehend","Optimiert","Bestehend","Optimiert","Bestehend","Optimiert"]
[null,"Reduktion Max. Leistung bei Prozesskälte",null,0.8,null,null,null,null,null,null,null,-25,0,0,0,0,0,0,0,0]
[null,"Delta RT durch internen Lasten",null,0,"K",null,null,null,null,null,null,-24,0,0,0,0,0,0,0,0]
[null,"Reduktionsfaktor Pumpe mit FU",null,0.5,null,null,null,null,null,null,null,-23,0,0,0,0,0,0,0,0]
[null,"Technikraumtemperatur",null,20,"°C",null,null,null,null,null,null,-22,0,0,0,0,0,0,0,0]
[null,"Anzahl Tage bei Regulierung \"Hand\"",null,365,"Tage/Jahr",null,null,null,null,null,null,-21,0,0,0,0,0,0,0,0]
[null,"Korrektur Faktor Energieverbrauch",null,{"$f":"P39*WE!$D$33","v":1},null,null,null,null,null,null,null,-20,0,0,0,0,0,0,0,0]
[null,"Raumtemperatur bei Auslegung",null,20,null,null,null,null,null,null,null,-19,0,0,0,0,0,0,0,0]
["Betriebszeiten:",null,"Mo - Fr.",null,"Sa",null,"So",null,null,null,null,-18,0,0,0,0,0,0,0,0]
["alt",null,"von","bis","von","bis","von","bis",null,null,null,-17,0,0,0,0,0,0,0,0]
[null,"Normal","00:00:00",{"$f":"IF(D12=\"\",D86,IF(D12<E12,D12,0))","v":"23:59:00"},"00:00:00",{"$f":"IF(D13=\"\",F86,IF(D13<E13,D13,0))","v":"23:59:00"},"00:00:00",{"$f":"IF(D14=\"\",H86,IF(D14<E14,D14,0))","v":"23:59:00"},null,null,null,-16,0,0,0,0,0,0,0,0]
[null,null,{"$f":"E12","v":"00:00:00"},{"$f":"IF(D78=D86,0,IF(D12>E12,D12,\"23:59\"))","v":"00:00:00"},{"$f":"E13","v":"00:00:00"},{"$f":"IF(F78=F86,0,IF(D13>E13,D13,\"23:59\"))","v":"00:00:00"},{"$f":"E14","v":"00:00:00"},{"$f":"IF(H78=H86,0,IF(D14>E14,D14,\"23:59\"))","v":"00:00:00"},null,null,null,-15,0,0,0,0,0,0,0,0]
[null,null,null,null,null,null,null,null,null,null,null,-14,0,0,0,0,0,0,0,0]
[null,null,null,null,null,null,null,null,null,null,null,-13,0,0,0,0,0,0,0,0]
[null,"Abgesenkt",{"$f":"IF(D12<E12,D12,0)","v":"00:00:00"},{"$f":"E12","v":"00:00:00"},{"$f":"IF(D13<E13,D13,0)","v":"00:00:00"},{"$f":"E13","v":"00:00:00"},{"$f":"IF(D14<E14,D14,0)","v":"00:00:00"},{"$f":"E14","v":"00:00:00"},null,null,null,-12,0,0,0,0,0,0,0,0]
[null,null,{"$f":"IF(D12>E12,D12,0)","v":"00:00:00"},{"$f":"IF(C83=0,0,D86)","v":"00:00:00"},{"$f":"IF(D13>E13,D13,0)","v":"00:00:00"},{"$f":"IF(E83=0,0,F86)","v":"00:00:00"},{"$f":"IF(D14>E14,D14,0)","v":"00:00:00"},{"$f":"IF(G83=0,0,H86)","v":"00:00:00"},null,null,null,-11,0,0,0,0,0,0,0,0]
[null,null,null,null,null,null,null,null,null,null,null,-10,0,0,0,0,0,0,0,0]
[null,null,null,null,null,null,null,null,null,null,null,-9,0,0,0,0,0,0,0,0]
[null,"Plausibilitätstest",{"$f":"IF((SUM(D78:D85)-SUM(C78:C85))<1,\"i.O\",\"Zuviele Stunden!\")","v":"i.O"},"23:59:00",{"$f":"IF((SUM(F78:F85)-SUM(E79:E85))<1,\"i.O\",\"Zuviele Stunden!\")","v":"i.O"},{"$f":"D86","v":"23:59:00"},{"$f":"IF((SUM(H78:H85)-SUM(G79:G85))<1,\"i.O\",\"Zuviele Stunden!\")","v":"i.O"},{"$f":"F86","v":"23:59:00"},null,null,null,-8,0,0,0,0,0,0,0,0]
["optimiert",null,"Mo - Fr.",null,"Sa",null,"So",null,null,null,null,-7,0,0,0,0,0,0,0,0]
[null,null,"von","bis","von","bis","von","bis",null,null,null,-6,0,0,0,0,0,0,0,0]
[null,"Normal","00:00:00",{"$f":"IF(J12=\"\",D97,IF(J12<K12,J12,0))","v":"23:59:00"},"00:00:00",{"$f":"IF(J13=\"\",F97,IF(J13<K13,J13,0))","v":"23:59:00"},"00:00:00",{"$f":"IF(J14=\"\",H97,IF(J14<K14,J14,0))","v":"23:59:00"},null,null,null,-5,0,0,0,0,0,0,0,0]
[null,null,{"$f":"IF(J12<K12,K12,K12)","v":"00:00:00"},{"$f":"IF(D89=D97,0,IF(J12>K12,J12,\"23:59\"))","v":"00:00:00"},{"$f":"IF(J13<K13,K13,K13)","v":"00:00:00"},{"$f":"IF(F89=F97,0,IF(J13>K13,J13,\"23:59\"))","v":"00:00:00"},{"$f":"K14","v":"00:00:00"},{"$f":"IF(H89=H97,0,IF(J14>K14,J14,\"23:59\"))","v":"00:00:00"},null,null,null,-4,0,0,0,0,0,0,0,0]
[null,null,null,null,null,null,null,null,null,null,null,-3,0,0,0,0,0,0,0,0]
[null,null,null,null,null,null,null,null,null,null,null,-2,0,0,0,0,0,0,0,0]
[null,"Abgesenkt",{"$f":"IF(J12<K12,J12,0)","v":"00:00:00"},{"$f":"K12","v":"00:00:00"},{"$f":"IF(J13<K13,J13,0)","v":"00:00:00"},{"$f":"K13","v":"00:00:00"},{"$f":"IF(J14<K14,J14,0)","v":"00:00:00"},{"$f":"K14","v":"00:00:00"},null,null,null,-1,0,0,0,0,0,0,0,0]
[null,null,{"$f":"IF(J12>K12,J12,0)","v":"00:00:00"},{"$f":"IF(C94=0,0,D97)","v":"00:00:00"},{"$f":"IF(J13>K13,J13,0)","v":"00:00:00"},{"$f":"IF(E94=0,0,F97)","v":"00:00:00"},{"$f":"IF(J14>K14,J14,0)","v":"00:00:00"},{"$f":"IF(G94=0,0,H97)","v":"00:00:00"},null,null,null,0,0,0,0,0,0,0,0,0]
[null,null,null,null,null,null,null,null,null,null,null,1,0,0,0,0,0,0,0,0]
[null,null,null,null,null,null,null,null,null,null,null,2,0,0,0,0,0,0,0,0]
[null,"Plausibilitätstest",{"$f":"IF((SUM(D89:D96)-SUM(C90:C96))<1,\"i.O\",\"Zuviele Stunden!\")","v":"i.O"},{"$f":"D86","v":"23:59:00"},{"$f":"IF((SUM(F89:F96)-SUM(E90:E96))<1,\"i.O\",\"Zuviele Stunden!\")","v":"i.O"},{"$f":"F86","v":"23:59:00"},{"$f":"IF((SUM(H89:H96)-SUM(G90:G96))<1,\"i.O\",\"Zuviele Stunden!\")","v":"i.O"},{"$f":"H86","v":"23:59:00"},null,null,null,3,0,0,0,0,0,0,0,0]
["Heizkurve","Normal",null,null,"Abgesenkt",null,null,null,null,null,null,4,0,0,0,0,0,0,0,0]
["alt","tA ","tVL ",null,"tA ","tVL ",null,null,null,null,null,5,0,0,0,0,0,0,0,0]
[null,{"$f":"IF($G$48=$G$49,C23,C24-2)","v":-2},{"$f":"IF(G48=G49,D23,D24)","v":0},null,{"$f":"IF($G$48=$G$49,C23,C24-2)","v":-2},{"$f":"IF(G48=G49,E23,E24)","v":0},null,null,null,null,null,6,0,0,0,0,0,0,0,0]
[null,{"$f":"C24","v":0},{"$f":"D24","v":0},null,{"$f":"C24","v":0},{"$f":"E24","v":0},null,null,null,null,null,7,0,0,0,0,0,0,0,0]
[null,{"$f":"C25","v":0},{"$f":"D25","v":0},null,{"$f":"C25","v":0},{"$f":"E25","v":0},null,null,null,null,null,8,0,0,0,0,0,0,0,0]
[null,{"$f":"IF($G$48=$G$49,C26,C25+2)","v":2},{"$f":"IF($G$48=$G$49,D26,D25)","v":0},null,{"$f":"IF($G$48=$G$49,C26,C25+2)","v":2},{"$f":"IF($G$48=$G$49,E26,E25)","v":0},null,null,null,null,null,9,0,0,0,0,0,0,0,0]
[null,"Normal",null,null,"Abgesenkt",null,null,null,null,null,null,10,0,0,0,0,0,0,0,0]
["optimiert","tA ","tVL ",null,"tA ","tVL ",null,null,null,null,null,11,0,0,0,0,0,0,0,0]
[null,{"$f":"IF($G$48=$G$49,I23,I24-2)","v":-2},{"$f":"IF($G$48=$G$49,J23,J24)","v":0},null,{"$f":"IF($G$48=$G$49,I23,I24-2)","v":-2},{"$f":"IF($G$48=$G$49,K23,K24)","v":0},null,null,null,null,null,12,0,0,0,0,0,0,0,0]
[null,{"$f":"I24","v":0},{"$f":"J24","v":0},null,{"$f":"I24","v":0},{"$f":"K24","v":0},null,null,null,null,null,13,0,0,0,0,0,0,0,0]
[null,{"$f":"I25","v":0},{"$f":"J25","v":0},null,{"$f":"I25","v":0},{"$f":"K25","v":0},null,null,null,null,null,14,0,0,0,0,0,0,0,0]
[null,{"$f":"IF($G$48=$G$49,I26,I25+2)","v":2},{"$f":"IF($G$48=$G$49,J26,J25)","v":0},null,{"$f":"IF($G$48=$G$49,I26,I25+2)","v":2},{"$f":"IF($G$48=$G$49,K26,K25)","v":0},null,null,null,null,null,15,0,0,0,0,0,0,0,0]
[null,null,null,null,null,null,null,null,null,null,null,16,0,0,0,0,0,0,0,0]
[null,null,null,null,null,null,null,null,null,null,null,17,0,0,0,0,0,0,0,0]
[null,null,null,null,null,null,null,null,null,null,null,18,0,0,0,0,0,0,0,0]
[null,null,null,null,null,null,null,null,null,null,null,19,0,0,0,0,0,0,0,0]
[null,null,null,null,null,null,null,null,null,null,null,20,0,0,0,0,0,0,0,0]
[null,null,null,null,null,null,null,null,null,null,null,21,0,0,0,0,0,0,0,0]
[null,null,null,null,null,null,null,null,null,null,null,22,0,0,0,0,0,0,0,0]
[null,null,null,null,null,null,null,null,null,null,null,23,0,0,0,0,0,0,0,0]
[null,null,null,null,null,null,null,null,null,null,null,24,0,0,0,0,0,0,0,0]
[null,null,null,null,null,null,null,null,null,null,null,25,0,0,0,0,0,0,0,0]
[null,null,null,null,null,null,null,null,null,null,null,26,0,0,0,0,0,0,0,0]
[null,null,null,null,null,null,null,null,null,null,null,27,0,0,0,0,0,0,0,0]
[null,null,null,null,null,null,null,null,null,null,null,28,0,0,0,0,0,0,0,0]
[null,null,null,null,null,null,null,null,null,null,null,29,0,0,0,0,0,0,0,0]
[null,null,null,null,null,null,null,null,null,null,null,30,0,0,0,0,0,0,0,0]
[null,null,null,null,null,null,null,null,null,null,null,31,0,0,0,0,0,0,0,0]
[null,null,null,null,null,null,null,null,null,null,null,32,0,0,0,0,0,0,0,0]
[null,null,null,null,null,null,null,null,null,null,null,33,0,0,0,0,0,0,0,0]
[null,null,null,null,null,null,null,null,null,null,null,34,0,0,0,0,0,0,0,0]
[null,null,null,null,null,null,null,null,null,null,null,35,0,0,0,0,0,0,0,0]

{"sheet":"H02","index":5,"n_rows":129,"n_cols":22,"rows_kept":129,"cut":false,"hidden":true,"merged":[[3,11,7,21],[5,9,5,10],[6,9,6,10],[0,8,0,9],[0,19,0,20]]}
[{"$f":"Begriffe!B278&\" \"&Heizung!B16&\" \"&Begriffe!B279","v":"Heizgruppe  Detail"},null,null,{"$f":"Begriffe!B280","v":"Status"},{"$f":"IF(OR(E4=\"\",K4=\"\",K5=\"\",J6=\"\",E16=\"\",K16=\"\",C23=\"\",C24=\"\",C25=\"\",C26=\"\",D23=\"\",D24=\"\",D25=\"\",D26=\"\",I23=\"\",I24=\"\",I25=\"\",I26=\"\",J23=\"\",J24=\"\",J25=\"\",J26=\"\"),1,0)","v":1},null,null,{"$f":"Begriffe!B281","v":"Verantwortlicher"},null,null,{"$f":"Einführung!K1","v":"V 1.0.0"},{"$f":"A1","v":"Heizgruppe  Detail"},null,null,null,null,null,null,{"$f":"H1","v":"Verantwortlicher"},{"$f":"I1","v":0},null,{"$f":"Einführung!K1","v":"V 1.0.0"}]
[]
[{"$f":"Begriffe!B282","v":"Technische Daten"},null,null,null,null,null,null,null,null,null,null,{"$f":"Begriffe!B312","v":"Hinweise"}]
[{"$f":"Begriffe!B283","v":"Wärmeleistung Heizgruppe"},null,null,{"$f":"IF(IFERROR((E5-E6)*K4*1.163,\"\")=0,\"\",IFERROR((E5-E6)*K4*1.163,\"\"))","v":""},"",null,{"$f":"Begriffe!B287","v":"Volumenstrom"},null,null,{"$f":"IFERROR(IF(OR(E5=\"\",E6=\"\"),(E4/((D5-D6)*1.163)),(E4/((E5-E6)*1.163))),\"\")","v":""}]
[{"$f":"Begriffe!B284","v":"Vorlauftemperatur bei Auslegung"},null,null,{"$f":"IF(E5=\"\",IF(J49<=0,\"\",J49),\"\")","v":""},null,null,{"$f":"Begriffe!B288","v":"max. Leistungsaufnahme Pumpe"}]
[{"$f":"Begriffe!B285","v":"Rücklauftemperatur bei Auslegung"},null,null,{"$f":"IF(E6=\"\",IF(IFERROR(D52,0)<=0,\"\",D52),\"\")","v":""},null,null,{"$f":"Begriffe!B289","v":"Art der Raumregulierung"}]
[{"$f":"Begriffe!B286","v":"Rohrdimension (Schätzung Wärmeleistung)"},null,null,{"$f":"IF(E7=\"\",\"\",IF((E5-E6)<=0,0.0127*E7^2.114,IF((E5-E6)<=7,0.0088*E7^2.1161,IF((E5-E6)<=10,0.0127*E7^2.114,IF((E5-E6)<=15,0.0195*E7^2.1077,0.0257*E7^2.1107)))))","v":""},null,null,{"$f":"Begriffe!B293","v":"Raumnutzung"}]
[]
[{"$f":"Begriffe!B294","v":"Bestehend"},null,null,null,null,null,{"$f":"Begriffe!B295","v":"Optimiert"}]
[null,null,null,null,null,null,null,null,null,null,null,{"$f":"Begriffe!B313","v":"Energieverbrauch und Energiekosten"}]
[{"$f":"Begriffe!B296","v":"Betriebszeiten Absenkung"},null,null,{"$f":"Begriffe!B300","v":"von"},{"$f":"Begriffe!B301","v":"bis"},null,{"$f":"A11","v":"Betriebszeiten Absenkung"},null,null,{"$f":"D11","v":"von"},{"$f":"E11","v":"bis"}]
[null,null,{"$f":"Begriffe!B297","v":"Mo.-Fr. "},null,null,null,null,null,{"$f":"C12","v":"Mo.-Fr. "},null,null,null,{"$f":"Begriffe!B314","v":"Kosten Nutzenergie"},null,null,null,null,{"$f":"Begriffe!B315","v":"Kosten Hilfsenergie [Elektrizität] "}]
[null,null,{"$f":"Begriffe!B298","v":"Samstag"},null,null,null,null,null,{"$f":"C13","v":"Samstag"}]
[null,null,{"$f":"Begriffe!B299","v":"Sonntag"},null,null,null,null,null,{"$f":"C14","v":"Sonntag"}]
[]
[{"$f":"Begriffe!B302","v":"Parameter"},null,{"$f":"Begriffe!B303","v":"Heizgrenze"},null,null,null,{"$f":"A16","v":"Parameter"},null,{"$f":"C16","v":"Heizgrenze"}]
[null,null,{"$f":"Begriffe!B304","v":"Heigrenze abgesenkt"},null,null,null,null,null,{"$f":"C17","v":"Heigrenze abgesenkt"}]
[null,null,{"$f":"Begriffe!B305","v":"Raumtemperatur"},null,null,null,null,null,{"$f":"C18","v":"Raumtemperatur"},null,null,null,null,null,{"$f":"L51","v":"Nutzenergie"},{"$f":"O51","v":0},{"$f":"Q51","v":0}]
[null,null,{"$f":"Begriffe!B306","v":"Gebäudezeitkonstante"},null,null,null,null,null,{"$f":"C19","v":"Gebäudezeitkonstante"},null,null,null,null,null,{"$f":"L52","v":"Elektrizität Pumpen"},{"$f":"O52","v":0},{"$f":"Q52","v":0}]
[null,null,{"$f":"Begriffe!B307","v":"Pumpenstufe"},null,null,null,null,null,{"$f":"C20","v":"Pumpenstufe"}]
[]
[{"$f":"Begriffe!B308","v":"Heizkurve"},null,{"$f":"Begriffe!B309","v":"Aussentemp."},{"$f":"Begriffe!B310","v":"Vorlauftemp."},{"$f":"Begriffe!B311","v":"Vorlauftemp. Red."},null,{"$f":"A22","v":"Heizkurve"},null,{"$f":"C22","v":"Aussentemp."},{"$f":"D22","v":"Vorlauftemp."},{"$f":"E22","v":"Vorlauftemp. Red."}]
[]
[]
[]
[]
[]
[]
[null,null,null,null,null,null,null,null,null,null,null,null,null,null,null,{"$f":"Begriffe!B318","v":"Bestehend"},{"$f":"Begriffe!B319","v":"Optimiert"},{"$f":"Begriffe!B320","v":"Einsparung"}]
[null,null,null,null,null,null,null,null,null,null,null,null,null,{"$f":"Begriffe!B316","v":"Nutzenergie"},null,{"$f":"N51","v":0},{"$f":"P51","v":0},{"$f":"P30-Q30","v":0},{"$f":"ROUND(O51,-1)-ROUND(Q51,-1)","v":0},{"$f":"R30/P30","v":{"$error":"#DIV/0!"}}]
[null,null,null,null,null,null,null,null,null,null,null,null,null,{"$f":"Begriffe!B317","v":"Hilfsenergie"},null,{"$f":"N52","v":0},{"$f":"P52","v":0},{"$f":"P31-Q31","v":0},{"$f":"ROUND(O52,-1)-ROUND(Q52,-1)","v":0},{"$f":"R31/P31","v":{"$error":"#DIV/0!"}}]
[]
[]
[null,null,null,null,null,null,null,null,null,null,null,{"$f":"Begriffe!B321","v":"Energieverbrauch "},null,null,null,null,null,{"$f":"Begriffe!B328","v":"Heizgradtage"}]
[null,null,null,null,null,null,null,null,null,null,null,null,{"$f":"Begriffe!B322","v":"Berechnet"},null,null,{"$f":"P30","v":0},null,null,{"$f":"Begriffe!B329","v":"Heizgradtage"},null,null,{"$f":"WE!D31","v":0}]
[null,null,null,null,null,null,null,null,null,null,null,null,{"$f":"Begriffe!B323","v":"Real"},null,null,null,null,null,{"$f":"Begriffe!B330","v":"Norm Heizgradtage "},null,null,{"$f":"WE!E31","v":0}]
[null,null,null,null,null,null,null,null,null,null,null,null,{"$f":"Begriffe!B324","v":"Normiert"},null,null,{"$f":"IFERROR(P36/$V$35*$V$36,0)","v":0}]
[null,null,null,null,null,null,null,null,null,null,null,{"$f":"Begriffe!B325","v":"Korrekturfaktor"},{"$f":"Begriffe!B326","v":"Abweichung"},null,null,{"$f":"IFERROR(P37/P35,\" \")","v":" "}]
[null,null,null,null,null,null,null,null,null,null,null,null,{"$f":"Begriffe!B327","v":"Korrekturfaktor"},null,null,1]
[null,{"$f":"E16","v":0},{"$f":"E17","v":0},100,null,null,null,{"$f":"K16","v":0},{"$f":"K17","v":0},100]
[null,{"$f":"E16","v":0},{"$f":"C40","v":0},0,null,null,null,{"$f":"H40","v":0},{"$f":"I40","v":0},0]
[]
[]
[]
[]
[]
["Eingabe"]
["Grundlage Berechnung",null,null,"alt","optimiert",{"$f":"MID(CELL(\"dateiname\",A1),FIND(\"]\",CELL(\"dateiname\",A1))+1,255)","v":"H02"},{"$f":"VLOOKUP(F48,Heizung!A15:C24,3,FALSE)","v":"nein"},null,"Min",{"$f":"MIN(D23:E26,J23:K26)","v":0},null,"Energieverbrauch ",null,"Bestehend",null,"Optimiert"]
["Kennwerte:","Beheizte Fläche",null,50,50,null,{"$f":"G53","v":"ja"},null,"Max",{"$f":"MAX(D23:E26,J23:K26)","v":0},null,null,null,"Nutzenergie","Kosten","Nutzenergie","Kosten"]
[null,"Aussentemperatur Auslegung",null,{"$f":"VLOOKUP(Startblatt!C6,Klimadaten!B4:I43,8,TRUE)","v":{"$error":"#N/A"}},{"$f":"D50","v":{"$error":"#N/A"}},null,null,null,null,null,null,null,null,"[kWh]","[CHF/a]","[kWh]","[CHF/a]"]
[null,"Vorlauftemp. bei Auslegung",null,{"$f":"IF(E5=\"\",D5,E5)","v":""},{"$f":"D51","v":""},null,null,null,null,null,null,"Nutzenergie",null,0,0,0,0]
[null,"Rücklauftemp. bei Auslegung",null,{"$f":"IF(D51=0,0,IF(E6=\"\",D51-IF(D51>Grundlagendaten!H37,Grundlagendaten!J37,IF(AND(Grundlagendaten!H38<=D51,D51<=Grundlagendaten!I38),Grundlagendaten!J38,IF(AND(Grundlagendaten!H39<=D51,D51<=Grundlagendaten!I39),10,Grundlagendaten!J40))),E6))","v":{"$error":"#VALUE!"}},{"$f":"D52","v":{"$error":"#VALUE!"}},null,{"$f":"Begriffe!B76","v":"nein"},null,null,null,null,"Elektrizität Pumpen",null,0,0,0,0]
[null,"Wärmebedarf \nbei Aussentemperatur",null,{"$f":"E4*0.65","v":{"$error":"#VALUE!"}},null,null,{"$f":"Begriffe!B77","v":"ja"},null,null,null,null,"Daten für WE"]
[null,"Länge Leitungsnetz gedämmt",null,{"$f":"D53*2.2*0.9","v":{"$error":"#VALUE!"}},{"$f":"D54","v":{"$error":"#VALUE!"}},null,null,null,null,null,null,"BZ","Bestehend","Optimiert"]
[null,"Länge Leitungsnetz ungedämmt",null,{"$f":"D53*2.2*0.1","v":{"$error":"#VALUE!"}},{"$f":"D55","v":{"$error":"#VALUE!"}},null,null,null,null,null,null,"N: Mo-Fr. von","00:00:00","00:00:00"]
[null,"Durchmesser Leitungsnetz",null,{"$f":"IF(E7=\"\",0.1247*D53+ 37.983,VLOOKUP(E7,Grundlagendaten!A39:D53,3,FALSE))","v":{"$error":"#VALUE!"}},{"$f":"D56","v":{"$error":"#VALUE!"}},null,null,null,null,null,null,"N: Mo-Fr. bis","23:59:00","23:59:00"]
[null,"Volumenstrom Gruppe bei Auslegetemp.",null,{"$f":"IF(G48=G49,K4,D53/((D51-D52)*1.163))","v":{"$error":"#VALUE!"}},{"$f":"D57","v":{"$error":"#VALUE!"}},null,null,null,null,null,null,"N: Sa von","00:00:00","00:00:00"]
[null,"Leistung der Pumpe",null,{"$f":"IF(G48=G49,K5/1000,D53*0.001)","v":{"$error":"#VALUE!"}},{"$f":"D58","v":{"$error":"#VALUE!"}},null,null,null,null,null,null,"N: Sa bis","23:59:00","23:59:00"]
[null,"Art der Heizgruppe",null,"konstanter Volumenstrom",null,null,null,null,null,null,null,"N: So von","00:00:00","00:00:00"]
["Regulierung:","Regulierung der Pumpe",null,"mit FU","mit FU",null,null,null,null,null,null,"N: So bis","23:59:00","23:59:00"]
[null,"Regulierung der Raumtemperatur",null,{"$f":"IF(J6=\"\",Begriffe!B292,J6)","v":"Einzelraum"},{"$f":"D61","v":"Einzelraum"},null,null,null,null,null,null,"R: Mo-Fr. von","00:00:00","00:00:00"]
["Parameter:","Art des Wärmebedarfs ",null,"Raumwärme","Raumwärme",null,null,null,null,null,null,"R: Mo-Fr. bis","00:00:00","00:00:00"]
[null,"Heizgrenze",null,{"$f":"E16","v":0},{"$f":"K16","v":0},null,null,null,null,null,null,"R: Sa von","00:00:00","00:00:00"]
[null,"Heizgrenze abgsenkt",null,{"$f":"IF(E17=\"\",E16,E17)","v":0},{"$f":"IF(K17=\"\",K16,K17)","v":0},null,null,null,null,null,null,"R: Sa bis","00:00:00","00:00:00"]
[null,"Gebäudezeitkonstante",null,{"$f":"E19","v":0},{"$f":"K19","v":0},null,null,null,null,null,null,"R: So von","00:00:00","00:00:00"]
[null,"Raumtemperatur",null,{"$f":"IF(E18=\"\",22,E18)","v":22},{"$f":"IF(K18=\"\",22,K18)","v":22},null,null,null,null,null,null,"R: So bis","00:00:00","00:00:00"]
["Kontrolle / Korrektur","Zeitfaktor Regulierung Druckdifferenz",null,1,null,null,null,null,null,null,null,null,"Leistung kW",null,"Energieverbrauch kWh",null,"Vorlauftemp. Normal",null,"Vorlauftemp. Reduziert"]
["Faktoren für Berechnung","Reduktion Raumtemp. bei Einzelraumreg.",null,1,"K",null,null,null,null,null,null,null,"Bestehend","Optimiert","Bestehend","Optimiert","Bestehend","Optimiert","Bestehend","Optimiert"]
[null,"Reduktion Max. Leistung bei Prozesskälte",null,0.8,null,null,null,null,null,null,null,-25,0,0,0,0,0,0,0,0]
[null,"Delta RT durch internen Lasten",null,0,"K",null,null,null,null,null,null,-24,0,0,0,0,0,0,0,0]
[null,"Reduktionsfaktor Pumpe mit FU",null,0.5,null,null,null,null,null,null,null,-23,0,0,0,0,0,0,0,0]
[null,"Technikraumtemperatur",null,20,"°C",null,null,null,null,null,null,-22,0,0,0,0,0,0,0,0]
[null,"Anzahl Tage bei Regulierung \"Hand\"",null,365,"Tage/Jahr",null,null,null,null,null,null,-21,0,0,0,0,0,0,0,0]
[null,"Korrektur Faktor Energieverbrauch",null,{"$f":"P39*WE!$D$33","v":1},null,null,null,null,null,null,null,-20,0,0,0,0,0,0,0,0]
[null,"Raumtemperatur bei Auslegung",null,20,null,null,null,null,null,null,null,-19,0,0,0,0,0,0,0,0]
["Betriebszeiten:",null,"Mo - Fr.",null,"Sa",null,"So",null,null,null,null,-18,0,0,0,0,0,0,0,0]
["alt",null,"von","bis","von","bis","von","bis",null,null,null,-17,0,0,0,0,0,0,0,0]
[null,"Normal","00:00:00",{"$f":"IF(D12=\"\",D86,IF(D12<E12,D12,0))","v":"23:59:00"},"00:00:00",{"$f":"IF(D13=\"\",F86,IF(D13<E13,D13,0))","v":"23:59:00"},"00:00:00",{"$f":"IF(D14=\"\",H86,IF(D14<E14,D14,0))","v":"23:59:00"},null,null,null,-16,0,0,0,0,0,0,0,0]
[null,null,{"$f":"E12","v":"00:00:00"},{"$f":"IF(D78=D86,0,IF(D12>E12,D12,\"23:59\"))","v":"00:00:00"},{"$f":"E13","v":"00:00:00"},{"$f":"IF(F78=F86,0,IF(D13>E13,D13,\"23:59\"))","v":"00:00:00"},{"$f":"E14","v":"00:00:00"},{"$f":"IF(H78=H86,0,IF(D14>E14,D14,\"23:59\"))","v":"00:00:00"},null,null,null,-15,0,0,0,0,0,0,0,0]
[null,null,null,null,null,null,null,null,null,null,null,-14,0,0,0,0,0,0,0,0]
[null,null,null,null,null,null,null,null,null,null,null,-13,0,0,0,0,0,0,0,0]
[null,"Abgesenkt",{"$f":"IF(D12<E12,D12,0)","v":"00:00:00"},{"$f":"E12","v":"00:00:00"},{"$f":"IF(D13<E13,D13,0)","v":"00:00:00"},{"$f":"E13","v":"00:00:00"},{"$f":"IF(D14<E14,D14,0)","v":"00:00:00"},{"$f":"E14","v":"00:00:00"},null,null,null,-12,0,0,0,0,0,0,0,0]
[null,null,{"$f":"IF(D12>E12,D12,0)","v":"00:00:00"},{"$f":"IF(C83=0,0,D86)","v":"00:00:00"},{"$f":"IF(D13>E13,D13,0)","v":"00:00:00"},{"$f":"IF(E83=0,0,F86)","v":"00:00:00"},{"$f":"IF(D14>E14,D14,0)","v":"00:00:00"},{"$f":"IF(G83=0,0,H86)","v":"00:00:00"},null,null,null,-11,0,0,0,0,0,0,0,0]
[null,null,null,null,null,null,null,null,null,null,null,-10,0,0,0,0,0,0,0,0]
[null,null,null,null,null,null,null,null,null,null,null,-9,0,0,0,0,0,0,0,0]
[null,"Plausibilitätstest",{"$f":"IF((SUM(D78:D85)-SUM(C78:C85))<1,\"i.O\",\"Zuviele Stunden!\")","v":"i.O"},"23:59:00",{"$f":"IF((SUM(F78:F85)-SUM(E79:E85))<1,\"i.O\",\"Zuviele Stunden!\")","v":"i.O"},{"$f":"D86","v":"23:59:00"},{"$f":"IF((SUM(H78:H85)-SUM(G79:G85))<1,\"i.O\",\"Zuviele Stunden!\")","v":"i.O"},{"$f":"F86","v":"23:59:00"},null,null,null,-8,0,0,0,0,0,0,0,0]
["optimiert",null,"Mo - Fr.",null,"Sa",null,"So",null,null,null,null,-7,0,0,0,0,0,0,0,0]
[null,null,"von","bis","von","bis","von","bis",null,null,null,-6,0,0,0,0,0,0,0,0]
[null,"Normal","00:00:00",{"$f":"IF(J12=\"\",D97,IF(J12<K12,J12,0))","v":"23:59:00"},"00:00:00",{"$f":"IF(J13=\"\",F97,IF(J13<K13,J13,0))","v":"23:59:00"},"00:00:00",{"$f":"IF(J14=\"\",H97,IF(J14<K14,J14,0))","v":"23:59:00"},null,null,null,-5,0,0,0,0,0,0,0,0]
[null,null,{"$f":"IF(J12<K12,K12,K12)","v":"00:00:00"},{"$f":"IF(D89=D97,0,IF(J12>K12,J12,\"23:59\"))","v":"00:00:00"},{"$f":"IF(J13<K13,K13,K13)","v":"00:00:00"},{"$f":"IF(F89=F97,0,IF(J13>K13,J13,\"23:59\"))","v":"00:00:00"},{"$f":"K14","v":"00:00:00"},{"$f":"IF(H89=H97,0,IF(J14>K14,J14,\"23:59\"))","v":"00:00:00"},null,null,null,-4,0,0,0,0,0,0,0,0]
[null,null,null,null,null,null,null,null,null,null,null,-3,0,0,0,0,0,0,0,0]
[null,null,null,null,null,null,null,null,null,null,null,-2,0,0,0,0,0,0,0,0]
[null,"Abgesenkt",{"$f":"IF(J12<K12,J12,0)","v":"00:00:00"},{"$f":"K12","v":"00:00:00"},{"$f":"IF(J13<K13,J13,0)","v":"00:00:00"},{"$f":"K13","v":"00:00:00"},{"$f":"IF(J14<K14,J14,0)","v":"00:00:00"},{"$f":"K14","v":"00:00:00"},null,null,null,-1,0,0,0,0,0,0,0,0]
[null,null,{"$f":"IF(J12>K12,J12,0)","v":"00:00:00"},{"$f":"IF(C94=0,0,D97)","v":"00:00:00"},{"$f":"IF(J13>K13,J13,0)","v":"00:00:00"},{"$f":"IF(E94=0,0,F97)","v":"00:00:00"},{"$f":"IF(J14>K14,J14,0)","v":"00:00:00"},{"$f":"IF(G94=0,0,H97)","v":"00:00:00"},null,null,null,0,0,0,0,0,0,0,0,0]
[null,null,null,null,null,null,null,null,null,null,null,1,0,0,0,0,0,0,0,0]
[null,null,null,null,null,null,null,null,null,null,null,2,0,0,0,0,0,0,0,0]
[null,"Plausibilitätstest",{"$f":"IF((SUM(D89:D96)-SUM(C90:C96))<1,\"i.O\",\"Zuviele Stunden!\")","v":"i.O"},{"$f":"D86","v":"23:59:00"},{"$f":"IF((SUM(F89:F96)-SUM(E90:E96))<1,\"i.O\",\"Zuviele Stunden!\")","v":"i.O"},{"$f":"F86","v":"23:59:00"},{"$f":"IF((SUM(H89:H96)-SUM(G90:G96))<1,\"i.O\",\"Zuviele Stunden!\")","v":"i.O"},{"$f":"H86","v":"23:59:00"},null,null,null,3,0,0,0,0,0,0,0,0]
["Heizkurve","Normal",null,null,"Abgesenkt",null,null,null,null,null,null,4,0,0,0,0,0,0,0,0]
["alt","tA ","tVL ",null,"tA ","tVL ",null,null,null,null,null,5,0,0,0,0,0,0,0,0]
[null,{"$f":"IF($G$48=$G$49,C23,C24-2)","v":-2},{"$f":"IF(G48=G49,D23,D24)","v":0},null,{"$f":"IF($G$48=$G$49,C23,C24-2)","v":-2},{"$f":"IF(G48=G49,E23,E24)","v":0},null,null,null,null,null,6,0,0,0,0,0,0,0,0]
[null,{"$f":"C24","v":0},{"$f":"D24","v":0},null,{"$f":"C24","v":0},{"$f":"E24","v":0},null,null,null,null,null,7,0,0,0,0,0,0,0,0]
[null,{"$f":"C25","v":0},{"$f":"D25","v":0},null,{"$f":"C25","v":0},{"$f":"E25","v":0},null,null,null,null,null,8,0,0,0,0,0,0,0,0]
[null,{"$f":"IF($G$48=$G$49,C26,C25+2)","v":2},{"$f":"IF($G$48=$G$49,D26,D25)","v":0},null,{"$f":"IF($G$48=$G$49,C26,C25+2)","v":2},{"$f":"IF($G$48=$G$49,E26,E25)","v":0},null,null,null,null,null,9,0,0,0,0,0,0,0,0]
[null,"Normal",null,null,"Abgesenkt",null,null,null,null,null,null,10,0,0,0,0,0,0,0,0]
["optimiert","tA ","tVL ",null,"tA ","tVL ",null,null,null,null,null,11,0,0,0,0,0,0,0,0]
[null,{"$f":"IF($G$48=$G$49,I23,I24-2)","v":-2},{"$f":"IF($G$48=$G$49,J23,J24)","v":0},null,{"$f":"IF($G$48=$G$49,I23,I24-2)","v":-2},{"$f":"IF($G$48=$G$49,K23,K24)","v":0},null,null,null,null,null,12,0,0,0,0,0,0,0,0]
[null,{"$f":"I24","v":0},{"$f":"J24","v":0},null,{"$f":"I24","v":0},{"$f":"K24","v":0},null,null,null,null,null,13,0,0,0,0,0,0,0,0]
[null,{"$f":"I25","v":0},{"$f":"J25","v":0},null,{"$f":"I25","v":0},{"$f":"K25","v":0},null,null,null,null,null,14,0,0,0,0,0,0,0,0]
[null,{"$f":"IF($G$48=$G$49,I26,I25+2)","v":2},{"$f":"IF($G$48=$G$49,J26,J25)","v":0},null,{"$f":"IF($G$48=$G$49,I26,I25+2)","v":2},{"$f":"IF($G$48=$G$49,K26,K25)","v":0},null,null,null,null,null,15,0,0,0,0,0,0,0,0]
[null,null,null,null,null,null,null,null,null,null,null,16,0,0,0,0,0,0,0,0]
[null,null,null,null,null,null,null,null,null,null,null,17,0,0,0,0,0,0,0,0]
[null,null,null,null,null,null,null,null,null,null,null,18,0,0,0,0,0,0,0,0]
[null,null,null,null,null,null,null,null,null,null,null,19,0,0,0,0,0,0,0,0]
[null,null,null,null,null,null,null,null,null,null,null,20,0,0,0,0,0,0,0,0]
[null,null,null,null,null,null,null,null,null,null,null,21,0,0,0,0,0,0,0,0]
[null,null,null,null,null,null,null,null,null,null,null,22,0,0,0,0,0,0,0,0]
[null,null,null,null,null,null,null,null,null,null,null,23,0,0,0,0,0,0,0,0]
[null,null,null,null,null,null,null,null,null,null,null,24,0,0,0,0,0,0,0,0]
[null,null,null,null,null,null,null,null,null,null,null,25,0,0,0,0,0,0,0,0]
[null,null,null,null,null,null,null,null,null,null,null,26,0,0,0,0,0,0,0,0]
[null,null,null,null,null,null,null,null,null,null,null,27,0,0,0,0,0,0,0,0]
[null,null,null,null,null,null,null,null,null,null,null,28,0,0,0,0,0,0,0,0]
[null,null,null,null,null,null,null,null,null,null,null,29,0,0,0,0,0,0,0,0]
[null,null,null,null,null,null,null,null,null,null,null,30,0,0,0,0,0,0,0,0]
[null,null,null,null,null,null,null,null,null,null,null,31,0,0,0,0,0,0,0,0]
[null,null,null,null,null,null,null,null,null,null,null,32,0,0,0,0,0,0,0,0]
[null,null,null,null,null,null,null,null,null,null,null,33,0,0,0,0,0,0,0,0]
[null,null,null,null,null,null,null,null,null,null,null,34,0,0,0,0,0,0,0,0]
[null,null,null,null,null,null,null,null,null,null,null,35,0,0,0,0,0,0,0,0]

{"sheet":"H03","index":6,"n_rows":129,"n_cols":22,"rows_kept":129,"cut":false,"hidden":true,"merged":[[3,11,7,21],[5,9,5,10],[6,9,6,10],[0,8,0,9],[0,19,0,20]]}
[{"$f":"Begriffe!B278&\" \"&Heizung!B17&\" \"&Begriffe!B279","v":"Heizgruppe  Detail"},null,null,{"$f":"Begriffe!B280","v":"Status"},{"$f":"IF(OR(E4=\"\",K4=\"\",K5=\"\",J6=\"\",E16=\"\",K16=\"\",C23=\"\",C24=\"\",C25=\"\",C26=\"\",D23=\"\",D24=\"\",D25=\"\",D26=\"\",I23=\"\",I24=\"\",I25=\"\",I26=\"\",J23=\"\",J24=\"\",J25=\"\",J26=\"\"),1,0)","v":1},null,null,{"$f":"Begriffe!B281","v":"Verantwortlicher"},null,null,{"$f":"Einführung!K1","v":"V 1.0.0"},{"$f":"A1","v":"Heizgruppe  Detail"},null,null,null,null,null,null,{"$f":"H1","v":"Verantwortlicher"},{"$f":"I1","v":0},null,{"$f":"Einführung!K1","v":"V 1.0.0"}]
[]
[{"$f":"Begriffe!B282","v":"Technische Daten"},null,null,null,null,null,null,null,null,null,null,{"$f":"Begriffe!B312","v":"Hinweise"}]
[{"$f":"Begriffe!B283","v":"Wärmeleistung Heizgruppe"},null,null,{"$f":"IF(IFERROR((E5-E6)*K4*1.163,\"\")=0,\"\",IFERROR((E5-E6)*K4*1.163,\"\"))","v":""},"",null,{"$f":"Begriffe!B287","v":"Volumenstrom"},null,null,{"$f":"IFERROR(IF(OR(E5=\"\",E6=\"\"),(E4/((D5-D6)*1.163)),(E4/((E5-E6)*1.163))),\"\")","v":""}]
[{"$f":"Begriffe!B284","v":"Vorlauftemperatur bei Auslegung"},null,null,{"$f":"IF(E5=\"\",IF(J49<=0,\"\",J49),\"\")","v":""},null,null,{"$f":"Begriffe!B288","v":"max. Leistungsaufnahme Pumpe"}]
[{"$f":"Begriffe!B285","v":"Rücklauftemperatur bei Auslegung"},null,null,{"$f":"IF(E6=\"\",IF(IFERROR(D52,0)<=0,\"\",D52),\"\")","v":""},null,null,{"$f":"Begriffe!B289","v":"Art der Raumregulierung"}]
[{"$f":"Begriffe!B286","v":"Rohrdimension (Schätzung Wärmeleistung)"},null,null,{"$f":"IF(E7=\"\",\"\",IF((E5-E6)<=0,0.0127*E7^2.114,IF((E5-E6)<=7,0.0088*E7^2.1161,IF((E5-E6)<=10,0.0127*E7^2.114,IF((E5-E6)<=15,0.0195*E7^2.1077,0.0257*E7^2.1107)))))","v":""},null,null,{"$f":"Begriffe!B293","v":"Raumnutzung"}]
[]
[{"$f":"Begriffe!B294","v":"Bestehend"},null,null,null,null,null,{"$f":"Begriffe!B295","v":"Optimiert"}]
[null,null,null,null,null,null,null,null,null,null,null,{"$f":"Begriffe!B313","v":"Energieverbrauch und Energiekosten"}]
[{"$f":"Begriffe!B296","v":"Betriebszeiten Absenkung"},null,null,{"$f":"Begriffe!B300","v":"von"},{"$f":"Begriffe!B301","v":"bis"},null,{"$f":"A11","v":"Betriebszeiten Absenkung"},null,null,{"$f":"D11","v":"von"},{"$f":"E11","v":"bis"}]
[null,null,{"$f":"Begriffe!B297","v":"Mo.-Fr. "},null,null,null,null,null,{"$f":"C12","v":"Mo.-Fr. "},null,null,null,{"$f":"Begriffe!B314","v":"Kosten Nutzenergie"},null,null,null,null,{"$f":"Begriffe!B315","v":"Kosten Hilfsenergie [Elektrizität] "}]
[null,null,{"$f":"Begriffe!B298","v":"Samstag"},null,null,null,null,null,{"$f":"C13","v":"Samstag"}]
[null,null,{"$f":"Begriffe!B299","v":"Sonntag"},null,null,null,null,null,{"$f":"C14","v":"Sonntag"}]
[]
[{"$f":"Begriffe!B302","v":"Parameter"},null,{"$f":"Begriffe!B303","v":"Heizgrenze"},null,null,null,{"$f":"A16","v":"Parameter"},null,{"$f":"C16","v":"Heizgrenze"}]
[null,null,{"$f":"Begriffe!B304","v":"Heigrenze abgesenkt"},null,null,null,null,null,{"$f":"C17","v":"Heigrenze abgesenkt"}]
[null,null,{"$f":"Begriffe!B305","v":"Raumtemperatur"},null,null,null,null,null,{"$f":"C18","v":"Raumtemperatur"},null,null,null,null,null,{"$f":"L51","v":"Nutzenergie"},{"$f":"O51","v":0},{"$f":"Q51","v":0}]
[null,null,{"$f":"Begriffe!B306","v":"Gebäudezeitkonstante"},null,null,null,null,null,{"$f":"C19","v":"Gebäudezeitkonstante"},null,null,null,null,null,{"$f":"L52","v":"Elektrizität Pumpen"},{"$f":"O52","v":0},{"$f":"Q52","v":0}]
[null,null,{"$f":"Begriffe!B307","v":"Pumpenstufe"},null,null,null,null,null,{"$f":"C20","v":"Pumpenstufe"}]
[]
[{"$f":"Begriffe!B308","v":"Heizkurve"},null,{"$f":"Begriffe!B309","v":"Aussentemp."},{"$f":"Begriffe!B310","v":"Vorlauftemp."},{"$f":"Begriffe!B311","v":"Vorlauftemp. Red."},null,{"$f":"A22","v":"Heizkurve"},null,{"$f":"C22","v":"Aussentemp."},{"$f":"D22","v":"Vorlauftemp."},{"$f":"E22","v":"Vorlauftemp. Red."}]
[]
[]
[]
[]
[]
[]
[null,null,null,null,null,null,null,null,null,null,null,null,null,null,null,{"$f":"Begriffe!B318","v":"Bestehend"},{"$f":"Begriffe!B319","v":"Optimiert"},{"$f":"Begriffe!B320","v":"Einsparung"}]
[null,null,null,null,null,null,null,null,null,null,null,null,null,{"$f":"Begriffe!B316","v":"Nutzenergie"},null,{"$f":"N51","v":0},{"$f":"P51","v":0},{"$f":"P30-Q30","v":0},{"$f":"ROUND(O51,-1)-ROUND(Q51,-1)","v":0},{"$f":"R30/P30","v":{"$error":"#DIV/0!"}}]
[null,null,null,null,null,null,null,null,null,null,null,null,null,{"$f":"Begriffe!B317","v":"Hilfsenergie"},null,{"$f":"N52","v":0},{"$f":"P52","v":0},{"$f":"P31-Q31","v":0},{"$f":"ROUND(O52,-1)-ROUND(Q52,-1)","v":0},{"$f":"R31/P31","v":{"$error":"#DIV/0!"}}]
[]
[]
[null,null,null,null,null,null,null,null,null,null,null,{"$f":"Begriffe!B321","v":"Energieverbrauch "},null,null,null,null,null,{"$f":"Begriffe!B328","v":"Heizgradtage"}]
[null,null,null,null,null,null,null,null,null,null,null,null,{"$f":"Begriffe!B322","v":"Berechnet"},null,null,{"$f":"P30","v":0},null,null,{"$f":"Begriffe!B329","v":"Heizgradtage"},null,null,{"$f":"WE!D31","v":0}]
[null,null,null,null,null,null,null,null,null,null,null,null,{"$f":"Begriffe!B323","v":"Real"},null,null,null,null,null,{"$f":"Begriffe!B330","v":"Norm Heizgradtage "},null,null,{"$f":"WE!E31","v":0}]
[null,null,null,null,null,null,null,null,null,null,null,null,{"$f":"Begriffe!B324","v":"Normiert"},null,null,{"$f":"IFERROR(P36/$V$35*$V$36,0)","v":0}]
[null,null,null,null,null,null,null,null,null,null,null,{"$f":"Begriffe!B325","v":"Korrekturfaktor"},{"$f":"Begriffe!B326","v":"Abweichung"},null,null,{"$f":"IFERROR(P37/P35,\" \")","v":" "}]
[null,null,null,null,null,null,null,null,null,null,null,null,{"$f":"Begriffe!B327","v":"Korrekturfaktor"},null,null,1]
[null,{"$f":"E16","v":0},{"$f":"E17","v":0},100,null,null,null,{"$f":"K16","v":0},{"$f":"K17","v":0},100]
[null,{"$f":"E16","v":0},{"$f":"C40","v":0},0,null,null,null,{"$f":"H40","v":0},{"$f":"I40","v":0},0]
[]
[]
[]
[]
[]
["Eingabe"]
["Grundlage Berechnung",null,null,"alt","optimiert",{"$f":"MID(CELL(\"dateiname\",A1),FIND(\"]\",CELL(\"dateiname\",A1))+1,255)","v":"H03"},{"$f":"VLOOKUP(F48,Heizung!A15:C24,3,FALSE)","v":"nein"},null,"Min",{"$f":"MIN(D23:E26,J23:K26)","v":0},null,"Energieverbrauch ",null,"Bestehend",null,"Optimiert"]
["Kennwerte:","Beheizte Fläche",null,50,50,null,{"$f":"G53","v":"ja"},null,"Max",{"$f":"MAX(D23:E26,J23:K26)","v":0},null,null,null,"Nutzenergie","Kosten","Nutzenergie","Kosten"]
[null,"Aussentemperatur Auslegung",null,{"$f":"VLOOKUP(Startblatt!C6,Klimadaten!B4:I43,8,TRUE)","v":{"$error":"#N/A"}},{"$f":"D50","v":{"$error":"#N/A"}},null,null,null,null,null,null,null,null,"[kWh]","[CHF/a]","[kWh]","[CHF/a]"]
[null,"Vorlauftemp. bei Auslegung",null,{"$f":"IF(E5=\"\",D5,E5)","v":""},{"$f":"D51","v":""},null,null,null,null,null,null,"Nutzenergie",null,0,0,0,0]
[null,"Rücklauftemp. bei Auslegung",null,{"$f":"IF(D51=0,0,IF(E6=\"\",D51-IF(D51>Grundlagendaten!H37,Grundlagendaten!J37,IF(AND(Grundlagendaten!H38<=D51,D51<=Grundlagendaten!I38),Grundlagendaten!J38,IF(AND(Grundlagendaten!H39<=D51,D51<=Grundlagendaten!I39),10,Grundlagendaten!J40))),E6))","v":{"$error":"#VALUE!"}},{"$f":"D52","v":{"$error":"#VALUE!"}},null,{"$f":"Begriffe!B76","v":"nein"},null,null,null,null,"Elektrizität Pumpen",null,0,0,0,0]
[null,"Wärmebedarf \nbei Aussentemperatur",null,{"$f":"E4*0.65","v":{"$error":"#VALUE!"}},null,null,{"$f":"Begriffe!B77","v":"ja"},null,null,null,null,"Daten für WE"]
[null,"Länge Leitungsnetz gedämmt",null,{"$f":"D53*2.2*0.9","v":{"$error":"#VALUE!"}},{"$f":"D54","v":{"$error":"#VALUE!"}},null,null,null,null,null,null,"BZ","Bestehend","Optimiert"]
[null,"Länge Leitungsnetz ungedämmt",null,{"$f":"D53*2.2*0.1","v":{"$error":"#VALUE!"}},{"$f":"D55","v":{"$error":"#VALUE!"}},null,null,null,null,null,null,"N: Mo-Fr. von","00:00:00","00:00:00"]
[null,"Durchmesser Leitungsnetz",null,{"$f":"IF(E7=\"\",0.1247*D53+ 37.983,VLOOKUP(E7,Grundlagendaten!A39:D53,3,FALSE))","v":{"$error":"#VALUE!"}},{"$f":"D56","v":{"$error":"#VALUE!"}},null,null,null,null,null,null,"N: Mo-Fr. bis","23:59:00","23:59:00"]
[null,"Volumenstrom Gruppe bei Auslegetemp.",null,{"$f":"IF(G48=G49,K4,D53/((D51-D52)*1.163))","v":{"$error":"#VALUE!"}},{"$f":"D57","v":{"$error":"#VALUE!"}},null,null,null,null,null,null,"N: Sa von","00:00:00","00:00:00"]
[null,"Leistung der Pumpe",null,{"$f":"IF(G48=G49,K5/1000,D53*0.001)","v":{"$error":"#VALUE!"}},{"$f":"D58","v":{"$error":"#VALUE!"}},null,null,null,null,null,null,"N: Sa bis","23:59:00","23:59:00"]
[null,"Art der Heizgruppe",null,"konstanter Volumenstrom",null,null,null,null,null,null,null,"N: So von","00:00:00","00:00:00"]
["Regulierung:","Regulierung der Pumpe",null,"mit FU","mit FU",null,null,null,null,null,null,"N: So bis","23:59:00","23:59:00"]
[null,"Regulierung der Raumtemperatur",null,{"$f":"IF(J6=\"\",Begriffe!B292,J6)","v":"Einzelraum"},{"$f":"D61","v":"Einzelraum"},null,null,null,null,null,null,"R: Mo-Fr. von","00:00:00","00:00:00"]
["Parameter:","Art des Wärmebedarfs ",null,"Raumwärme","Raumwärme",null,null,null,null,null,null,"R: Mo-Fr. bis","00:00:00","00:00:00"]
[null,"Heizgrenze",null,{"$f":"E16","v":0},{"$f":"K16","v":0},null,null,null,null,null,null,"R: Sa von","00:00:00","00:00:00"]
[null,"Heizgrenze abgsenkt",null,{"$f":"IF(E17=\"\",E16,E17)","v":0},{"$f":"IF(K17=\"\",K16,K17)","v":0},null,null,null,null,null,null,"R: Sa bis","00:00:00","00:00:00"]
[null,"Gebäudezeitkonstante",null,{"$f":"E19","v":0},{"$f":"K19","v":0},null,null,null,null,null,null,"R: So von","00:00:00","00:00:00"]
[null,"Raumtemperatur",null,{"$f":"IF(E18=\"\",22,E18)","v":22},{"$f":"IF(K18=\"\",22,K18)","v":22},null,null,null,null,null,null,"R: So bis","00:00:00","00:00:00"]
["Kontrolle / Korrektur","Zeitfaktor Regulierung Druckdifferenz",null,1,null,null,null,null,null,null,null,null,"Leistung kW",null,"Energieverbrauch kWh",null,"Vorlauftemp. Normal",null,"Vorlauftemp. Reduziert"]
["Faktoren für Berechnung","Reduktion Raumtemp. bei Einzelraumreg.",null,1,"K",null,null,null,null,null,null,null,"Bestehend","Optimiert","Bestehend","Optimiert","Bestehend","Optimiert","Bestehend","Optimiert"]
[null,"Reduktion Max. Leistung bei Prozesskälte",null,0.8,null,null,null,null,null,null,null,-25,0,0,0,0,0,0,0,0]
[null,"Delta RT durch internen Lasten",null,0,"K",null,null,null,null,null,null,-24,0,0,0,0,0,0,0,0]
[null,"Reduktionsfaktor Pumpe mit FU",null,0.5,null,null,null,null,null,null,null,-23,0,0,0,0,0,0,0,0]
[null,"Technikraumtemperatur",null,20,"°C",null,null,null,null,null,null,-22,0,0,0,0,0,0,0,0]
[null,"Anzahl Tage bei Regulierung \"Hand\"",null,365,"Tage/Jahr",null,null,null,null,null,null,-21,0,0,0,0,0,0,0,0]
[null,"Korrektur Faktor Energieverbrauch",null,{"$f":"P39*WE!$D$33","v":1},null,null,null,null,null,null,null,-20,0,0,0,0,0,0,0,0]
[null,"Raumtemperatur bei Auslegung",null,20,null,null,null,null,null,null,null,-19,0,0,0,0,0,0,0,0]
["Betriebszeiten:",null,"Mo - Fr.",null,"Sa",null,"So",null,null,null,null,-18,0,0,0,0,0,0,0,0]
["alt",null,"von","bis","von","bis","von","bis",null,null,null,-17,0,0,0,0,0,0,0,0]
[null,"Normal","00:00:00",{"$f":"IF(D12=\"\",D86,IF(D12<E12,D12,0))","v":"23:59:00"},"00:00:00",{"$f":"IF(D13=\"\",F86,IF(D13<E13,D13,0))","v":"23:59:00"},"00:00:00",{"$f":"IF(D14=\"\",H86,IF(D14<E14,D14,0))","v":"23:59:00"},null,null,null,-16,0,0,0,0,0,0,0,0]
[null,null,{"$f":"E12","v":"00:00:00"},{"$f":"IF(D78=D86,0,IF(D12>E12,D12,\"23:59\"))","v":"00:00:00"},{"$f":"E13","v":"00:00:00"},{"$f":"IF(F78=F86,0,IF(D13>E13,D13,\"23:59\"))","v":"00:00:00"},{"$f":"E14","v":"00:00:00"},{"$f":"IF(H78=H86,0,IF(D14>E14,D14,\"23:59\"))","v":"00:00:00"},null,null,null,-15,0,0,0,0,0,0,0,0]
[null,null,null,null,null,null,null,null,null,null,null,-14,0,0,0,0,0,0,0,0]
[null,null,null,null,null,null,null,null,null,null,null,-13,0,0,0,0,0,0,0,0]
[null,"Abgesenkt",{"$f":"IF(D12<E12,D12,0)","v":"00:00:00"},{"$f":"E12","v":"00:00:00"},{"$f":"IF(D13<E13,D13,0)","v":"00:00:00"},{"$f":"E13","v":"00:00:00"},{"$f":"IF(D14<E14,D14,0)","v":"00:00:00"},{"$f":"E14","v":"00:00:00"},null,null,null,-12,0,0,0,0,0,0,0,0]
[null,null,{"$f":"IF(D12>E12,D12,0)","v":"00:00:00"},{"$f":"IF(C83=0,0,D86)","v":"00:00:00"},{"$f":"IF(D13>E13,D13,0)","v":"00:00:00"},{"$f":"IF(E83=0,0,F86)","v":"00:00:00"},{"$f":"IF(D14>E14,D14,0)","v":"00:00:00"},{"$f":"IF(G83=0,0,H86)","v":"00:00:00"},null,null,null,-11,0,0,0,0,0,0,0,0]
[null,null,null,null,null,null,null,null,null,null,null,-10,0,0,0,0,0,0,0,0]
[null,null,null,null,null,null,null,null,null,null,null,-9,0,0,0,0,0,0,0,0]
[null,"Plausibilitätstest",{"$f":"IF((SUM(D78:D85)-SUM(C78:C85))<1,\"i.O\",\"Zuviele Stunden!\")","v":"i.O"},"23:59:00",{"$f":"IF((SUM(F78:F85)-SUM(E79:E85))<1,\"i.O\",\"Zuviele Stunden!\")","v":"i.O"},{"$f":"D86","v":"23:59:00"},{"$f":"IF((SUM(H78:H85)-SUM(G79:G85))<1,\"i.O\",\"Zuviele Stunden!\")","v":"i.O"},{"$f":"F86","v":"23:59:00"},null,null,null,-8,0,0,0,0,0,0,0,0]
["optimiert",null,"Mo - Fr.",null,"Sa",null,"So",null,null,null,null,-7,0,0,0,0,0,0,0,0]
[null,null,"von","bis","von","bis","von","bis",null,null,null,-6,0,0,0,0,0,0,0,0]
[null,"Normal","00:00:00",{"$f":"IF(J12=\"\",D97,IF(J12<K12,J12,0))","v":"23:59:00"},"00:00:00",{"$f":"IF(J13=\"\",F97,IF(J13<K13,J13,0))","v":"23:59:00"},"00:00:00",{"$f":"IF(J14=\"\",H97,IF(J14<K14,J14,0))","v":"23:59:00"},null,null,null,-5,0,0,0,0,0,0,0,0]
[null,null,{"$f":"IF(J12<K12,K12,K12)","v":"00:00:00"},{"$f":"IF(D89=D97,0,IF(J12>K12,J12,\"23:59\"))","v":"00:00:00"},{"$f":"IF(J13<K13,K13,K13)","v":"00:00:00"},{"$f":"IF(F89=F97,0,IF(J13>K13,J13,\"23:59\"))","v":"00:00:00"},{"$f":"K14","v":"00:00:00"},{"$f":"IF(H89=H97,0,IF(J14>K14,J14,\"23:59\"))","v":"00:00:00"},null,null,null,-4,0,0,0,0,0,0,0,0]
[null,null,null,null,null,null,null,null,null,null,null,-3,0,0,0,0,0,0,0,0]
[null,null,null,null,null,null,null,null,null,null,null,-2,0,0,0,0,0,0,0,0]
[null,"Abgesenkt",{"$f":"IF(J12<K12,J12,0)","v":"00:00:00"},{"$f":"K12","v":"00:00:00"},{"$f":"IF(J13<K13,J13,0)","v":"00:00:00"},{"$f":"K13","v":"00:00:00"},{"$f":"IF(J14<K14,J14,0)","v":"00:00:00"},{"$f":"K14","v":"00:00:00"},null,null,null,-1,0,0,0,0,0,0,0,0]
[null,null,{"$f":"IF(J12>K12,J12,0)","v":"00:00:00"},{"$f":"IF(C94=0,0,D97)","v":"00:00:00"},{"$f":"IF(J13>K13,J13,0)","v":"00:00:00"},{"$f":"IF(E94=0,0,F97)","v":"00:00:00"},{"$f":"IF(J14>K14,J14,0)","v":"00:00:00"},{"$f":"IF(G94=0,0,H97)","v":"00:00:00"},null,null,null,0,0,0,0,0,0,0,0,0]
[null,null,null,null,null,null,null,null,null,null,null,1,0,0,0,0,0,0,0,0]
[null,null,null,null,null,null,null,null,null,null,null,2,0,0,0,0,0,0,0,0]
[null,"Plausibilitätstest",{"$f":"IF((SUM(D89:D96)-SUM(C90:C96))<1,\"i.O\",\"Zuviele Stunden!\")","v":"i.O"},{"$f":"D86","v":"23:59:00"},{"$f":"IF((SUM(F89:F96)-SUM(E90:E96))<1,\"i.O\",\"Zuviele Stunden!\")","v":"i.O"},{"$f":"F86","v":"23:59:00"},{"$f":"IF((SUM(H89:H96)-SUM(G90:G96))<1,\"i.O\",\"Zuviele Stunden!\")","v":"i.O"},{"$f":"H86","v":"23:59:00"},null,null,null,3,0,0,0,0,0,0,0,0]
["Heizkurve","Normal",null,null,"Abgesenkt",null,null,null,null,null,null,4,0,0,0,0,0,0,0,0]
["alt","tA ","tVL ",null,"tA ","tVL ",null,null,null,null,null,5,0,0,0,0,0,0,0,0]
[null,{"$f":"IF($G$48=$G$49,C23,C24-2)","v":-2},{"$f":"IF(G48=G49,D23,D24)","v":0},null,{"$f":"IF($G$48=$G$49,C23,C24-2)","v":-2},{"$f":"IF(G48=G49,E23,E24)","v":0},null,null,null,null,null,6,0,0,0,0,0,0,0,0]
[null,{"$f":"C24","v":0},{"$f":"D24","v":0},null,{"$f":"C24","v":0},{"$f":"E24","v":0},null,null,null,null,null,7,0,0,0,0,0,0,0,0]
[null,{"$f":"C25","v":0},{"$f":"D25","v":0},null,{"$f":"C25","v":0},{"$f":"E25","v":0},null,null,null,null,null,8,0,0,0,0,0,0,0,0]
[null,{"$f":"IF($G$48=$G$49,C26,C25+2)","v":2},{"$f":"IF($G$48=$G$49,D26,D25)","v":0},null,{"$f":"IF($G$48=$G$49,C26,C25+2)","v":2},{"$f":"IF($G$48=$G$49,E26,E25)","v":0},null,null,null,null,null,9,0,0,0,0,0,0,0,0]
[null,"Normal",null,null,"Abgesenkt",null,null,null,null,null,null,10,0,0,0,0,0,0,0,0]
["optimiert","tA ","tVL ",null,"tA ","tVL ",null,null,null,null,null,11,0,0,0,0,0,0,0,0]
[null,{"$f":"IF($G$48=$G$49,I23,I24-2)","v":-2},{"$f":"IF($G$48=$G$49,J23,J24)","v":0},null,{"$f":"IF($G$48=$G$49,I23,I24-2)","v":-2},{"$f":"IF($G$48=$G$49,K23,K24)","v":0},null,null,null,null,null,12,0,0,0,0,0,0,0,0]
[null,{"$f":"I24","v":0},{"$f":"J24","v":0},null,{"$f":"I24","v":0},{"$f":"K24","v":0},null,null,null,null,null,13,0,0,0,0,0,0,0,0]
[null,{"$f":"I25","v":0},{"$f":"J25","v":0},null,{"$f":"I25","v":0},{"$f":"K25","v":0},null,null,null,null,null,14,0,0,0,0,0,0,0,0]
[null,{"$f":"IF($G$48=$G$49,I26,I25+2)","v":2},{"$f":"IF($G$48=$G$49,J26,J25)","v":0},null,{"$f":"IF($G$48=$G$49,I26,I25+2)","v":2},{"$f":"IF($G$48=$G$49,K26,K25)","v":0},null,null,null,null,null,15,0,0,0,0,0,0,0,0]
[null,null,null,null,null,null,null,null,null,null,null,16,0,0,0,0,0,0,0,0]
[null,null,null,null,null,null,null,null,null,null,null,17,0,0,0,0,0,0,0,0]
[null,null,null,null,null,null,null,null,null,null,null,18,0,0,0,0,0,0,0,0]
[null,null,null,null,null,null,null,null,null,null,null,19,0,0,0,0,0,0,0,0]
[null,null,null,null,null,null,null,null,null,null,null,20,0,0,0,0,0,0,0,0]
[null,null,null,null,null,null,null,null,null,null,null,21,0,0,0,0,0,0,0,0]
[null,null,null,null,null,null,null,null,null,null,null,22,0,0,0,0,0,0,0,0]
[null,null,null,null,null,null,null,null,null,null,null,23,0,0,0,0,0,0,0,0]
[null,null,null,null,null,null,null,null,null,null,null,24,0,0,0,0,0,0,0,0]
[null,null,null,null,null,null,null,null,null,null,null,25,0,0,0,0,0,0,0,0]
[null,null,null,null,null,null,null,null,null,null,null,26,0,0,0,0,0,0,0,0]
[null,null,null,null,null,null,null,null,null,null,null,27,0,0,0,0,0,0,0,0]
[null,null,null,null,null,null,null,null,null,null,null,28,0,0,0,0,0,0,0,0]
[null,null,null,null,null,null,null,null,null,null,null,29,0,0,0,0,0,0,0,0]
[null,null,null,null,null,null,null,null,null,null,null,30,0,0,0,0,0,0,0,0]
[null,null,null,null,null,null,null,null,null,null,null,31,0,0,0,0,0,0,0,0]
[null,null,null,null,null,null,null,null,null,null,null,32,0,0,0,0,0,0,0,0]
[null,null,null,null,null,null,null,null,null,null,null,33,0,0,0,0,0,0,0,0]
[null,null,null,null,null,null,null,null,null,null,null,34,0,0,0,0,0,0,0,0]
[null,null,null,null,null,null,null,null,null,null,null,35,0,0,0,0,0,0,0,0]

{"sheet":"H04","index":7,"n_rows":129,"n_cols":22,"rows_kept":129,"cut":false,"hidden":true,"merged":[[0,8,0,9],[0,19,0,20],[3,11,7,21],[5,9,5,10],[6,9,6,10]]}
[{"$f":"Begriffe!B278&\" \"&Heizung!B18&\" \"&Begriffe!B279","v":"Heizgruppe  Detail"},null,null,{"$f":"Begriffe!B280","v":"Status"},{"$f":"IF(OR(E4=\"\",K4=\"\",K5=\"\",J6=\"\",E16=\"\",K16=\"\",C23=\"\",C24=\"\",C25=\"\",C26=\"\",D23=\"\",D24=\"\",D25=\"\",D26=\"\",I23=\"\",I24=\"\",I25=\"\",I26=\"\",J23=\"\",J24=\"\",J25=\"\",J26=\"\"),1,0)","v":1},null,null,{"$f":"Begriffe!B281","v":"Verantwortlicher"},null,null,{"$f":"Einführung!K1","v":"V 1.0.0"},{"$f":"A1","v":"Heizgruppe  Detail"},null,null,null,null,null,null,{"$f":"H1","v":"Verantwortlicher"},{"$f":"IF(I1=\"\",\"\",I1)","v":""},null,{"$f":"Einführung!K1","v":"V 1.0.0"}]
[]
[{"$f":"Begriffe!B282","v":"Technische Daten"},null,null,null,null,null,null,null,null,null,null,{"$f":"Begriffe!B312","v":"Hinweise"}]
[{"$f":"Begriffe!B283","v":"Wärmeleistung Heizgruppe"},null,null,{"$f":"IF(IFERROR((E5-E6)*K4*1.163,\"\")=0,\"\",IFERROR((E5-E6)*K4*1.163,\"\"))","v":""},"",null,{"$f":"Begriffe!B287","v":"Volumenstrom"},null,null,{"$f":"IFERROR(IF(OR(E5=\"\",E6=\"\"),(E4/((D5-D6)*1.163)),(E4/((E5-E6)*1.163))),\"\")","v":""}]
[{"$f":"Begriffe!B284","v":"Vorlauftemperatur bei Auslegung"},null,null,{"$f":"IF(E5=\"\",IF(J49<=0,\"\",J49),\"\")","v":""},null,null,{"$f":"Begriffe!B288","v":"max. Leistungsaufnahme Pumpe"}]
[{"$f":"Begriffe!B285","v":"Rücklauftemperatur bei Auslegung"},null,null,{"$f":"IF(E6=\"\",IF(IFERROR(D52,0)<=0,\"\",D52),\"\")","v":""},null,null,{"$f":"Begriffe!B289","v":"Art der Raumregulierung"}]
[{"$f":"Begriffe!B286","v":"Rohrdimension (Schätzung Wärmeleistung)"},null,null,{"$f":"IF(E7=\"\",\"\",IF((E5-E6)<=0,0.0127*E7^2.114,IF((E5-E6)<=7,0.0088*E7^2.1161,IF((E5-E6)<=10,0.0127*E7^2.114,IF((E5-E6)<=15,0.0195*E7^2.1077,0.0257*E7^2.1107)))))","v":""},null,null,{"$f":"Begriffe!B293","v":"Raumnutzung"}]
[]
[{"$f":"Begriffe!B294","v":"Bestehend"},null,null,null,null,null,{"$f":"Begriffe!B295","v":"Optimiert"}]
[null,null,null,null,null,null,null,null,null,null,null,{"$f":"Begriffe!B313","v":"Energieverbrauch und Energiekosten"}]
[{"$f":"Begriffe!B296","v":"Betriebszeiten Absenkung"},null,null,{"$f":"Begriffe!B300","v":"von"},{"$f":"Begriffe!B301","v":"bis"},null,{"$f":"A11","v":"Betriebszeiten Absenkung"},null,null,{"$f":"D11","v":"von"},{"$f":"E11","v":"bis"}]
[null,null,{"$f":"Begriffe!B297","v":"Mo.-Fr. "},null,null,null,null,null,{"$f":"C12","v":"Mo.-Fr. "},null,null,null,{"$f":"Begriffe!B314","v":"Kosten Nutzenergie"},null,null,null,null,{"$f":"Begriffe!B315","v":"Kosten Hilfsenergie [Elektrizität] "}]
[null,null,{"$f":"Begriffe!B298","v":"Samstag"},null,null,null,null,null,{"$f":"C13","v":"Samstag"}]
[null,null,{"$f":"Begriffe!B299","v":"Sonntag"},null,null,null,null,null,{"$f":"C14","v":"Sonntag"}]
[]
[{"$f":"Begriffe!B302","v":"Parameter"},null,{"$f":"Begriffe!B303","v":"Heizgrenze"},null,null,null,{"$f":"A16","v":"Parameter"},null,{"$f":"C16","v":"Heizgrenze"}]
[null,null,{"$f":"Begriffe!B304","v":"Heigrenze abgesenkt"},null,null,null,null,null,{"$f":"C17","v":"Heigrenze abgesenkt"}]
[null,null,{"$f":"Begriffe!B305","v":"Raumtemperatur"},null,null,null,null,null,{"$f":"C18","v":"Raumtemperatur"},null,null,null,null,null,{"$f":"L51","v":"Nutzenergie"},{"$f":"O51","v":0},{"$f":"Q51","v":0}]
[null,null,{"$f":"Begriffe!B306","v":"Gebäudezeitkonstante"},null,null,null,null,null,{"$f":"C19","v":"Gebäudezeitkonstante"},null,null,null,null,null,{"$f":"L52","v":"Elektrizität Pumpen"},{"$f":"O52","v":0},{"$f":"Q52","v":0}]
[null,null,{"$f":"Begriffe!B307","v":"Pumpenstufe"},null,null,null,null,null,{"$f":"C20","v":"Pumpenstufe"}]
[]
[{"$f":"Begriffe!B308","v":"Heizkurve"},null,{"$f":"Begriffe!B309","v":"Aussentemp."},{"$f":"Begriffe!B310","v":"Vorlauftemp."},{"$f":"Begriffe!B311","v":"Vorlauftemp. Red."},null,{"$f":"A22","v":"Heizkurve"},null,{"$f":"C22","v":"Aussentemp."},{"$f":"D22","v":"Vorlauftemp."},{"$f":"E22","v":"Vorlauftemp. Red."}]
[]
[]
[]
[]
[]
[]
[null,null,null,null,null,null,null,null,null,null,null,null,null,null,null,{"$f":"Begriffe!B318","v":"Bestehend"},{"$f":"Begriffe!B319","v":"Optimiert"},{"$f":"Begriffe!B320","v":"Einsparung"}]
[null,null,null,null,null,null,null,null,null,null,null,null,null,{"$f":"Begriffe!B316","v":"Nutzenergie"},null,{"$f":"N51","v":0},{"$f":"P51","v":0},{"$f":"P30-Q30","v":0},{"$f":"ROUND(O51,-1)-ROUND(Q51,-1)","v":0},{"$f":"R30/P30","v":{"$error":"#DIV/0!"}}]
[null,null,null,null,null,null,null,null,null,null,null,null,null,{"$f":"Begriffe!B317","v":"Hilfsenergie"},null,{"$f":"N52","v":0},{"$f":"P52","v":0},{"$f":"P31-Q31","v":0},{"$f":"ROUND(O52,-1)-ROUND(Q52,-1)","v":0},{"$f":"R31/P31","v":{"$error":"#DIV/0!"}}]
[]
[]
[null,null,null,null,null,null,null,null,null,null,null,{"$f":"Begriffe!B321","v":"Energieverbrauch "},null,null,null,null,null,{"$f":"Begriffe!B328","v":"Heizgradtage"}]
[null,null,null,null,null,null,null,null,null,null,null,null,{"$f":"Begriffe!B322","v":"Berechnet"},null,null,{"$f":"P30","v":0},null,null,{"$f":"Begriffe!B329","v":"Heizgradtage"},null,null,{"$f":"WE!D31","v":0}]
[null,null,null,null,null,null,null,null,null,null,null,null,{"$f":"Begriffe!B323","v":"Real"},null,null,null,null,null,{"$f":"Begriffe!B330","v":"Norm Heizgradtage "},null,null,{"$f":"WE!E31","v":0}]
[null,null,null,null,null,null,null,null,null,null,null,null,{"$f":"Begriffe!B324","v":"Normiert"},null,null,{"$f":"IFERROR(P36/$V$35*$V$36,0)","v":0}]
[null,null,null,null,null,null,null,null,null,null,null,{"$f":"Begriffe!B325","v":"Korrekturfaktor"},{"$f":"Begriffe!B326","v":"Abweichung"},null,null,{"$f":"IFERROR(P37/P35,\" \")","v":" "}]
[null,null,null,null,null,null,null,null,null,null,null,null,{"$f":"Begriffe!B327","v":"Korrekturfaktor"},null,null,1]
[null,{"$f":"E16","v":0},{"$f":"E17","v":0},100,null,null,null,{"$f":"K16","v":0},{"$f":"K17","v":0},100]
[null,{"$f":"E16","v":0},{"$f":"C40","v":0},0,null,null,null,{"$f":"H40","v":0},{"$f":"I40","v":0},0]
[]
[]
[]
[]
[]
["Eingabe",null,null,null,null,null,null,null,null,null,null,"Ergebnisse"]
["Grundlage Berechnung",null,null,"alt","optimiert",{"$f":"MID(CELL(\"dateiname\",A1),FIND(\"]\",CELL(\"dateiname\",A1))+1,255)","v":"H04"},{"$f":"VLOOKUP(F48,Heizung!A15:C24,3,FALSE)","v":"nein"},null,"Min",{"$f":"MIN(D23:E26,J23:K26)","v":0},null,"Energieverbrauch ",null,"Bestehend",null,"Optimiert"]
["Kennwerte:","Beheizte Fläche",null,50,50,null,{"$f":"G53","v":"ja"},null,"Max",{"$f":"MAX(D23:E26,J23:K26)","v":0},null,null,null,"Nutzenergie","Kosten","Nutzenergie","Kosten"]
[null,"Aussentemperatur Auslegung",null,{"$f":"VLOOKUP(Startblatt!C6,Klimadaten!B4:I43,8,TRUE)","v":{"$error":"#N/A"}},{"$f":"D50","v":{"$error":"#N/A"}},null,null,null,null,null,null,null,null,"[kWh]","[CHF/a]","[kWh]","[CHF/a]"]
[null,"Vorlauftemp. bei Auslegung",null,{"$f":"IF(E5=\"\",D5,E5)","v":""},{"$f":"D51","v":""},null,null,null,null,null,null,"Nutzenergie",null,0,0,0,0]
[null,"Rücklauftemp. bei Auslegung",null,{"$f":"IF(D51=0,0,IF(E6=\"\",D51-IF(D51>Grundlagendaten!H37,Grundlagendaten!J37,IF(AND(Grundlagendaten!H38<=D51,D51<=Grundlagendaten!I38),Grundlagendaten!J38,IF(AND(Grundlagendaten!H39<=D51,D51<=Grundlagendaten!I39),10,Grundlagendaten!J40))),E6))","v":{"$error":"#VALUE!"}},{"$f":"D52","v":{"$error":"#VALUE!"}},null,{"$f":"Begriffe!B76","v":"nein"},null,null,null,null,"Elektrizität Pumpen",null,0,0,0,0]
[null,"Wärmebedarf \nbei Aussentemperatur",null,{"$f":"E4*0.65","v":{"$error":"#VALUE!"}},null,null,{"$f":"Begriffe!B77","v":"ja"},null,null,null,null,"Daten für WE"]
[null,"Länge Leitungsnetz gedämmt",null,{"$f":"D53*2.2*0.9","v":{"$error":"#VALUE!"}},{"$f":"D54","v":{"$error":"#VALUE!"}},null,null,null,null,null,null,"BZ","Bestehend","Optimiert"]
[null,"Länge Leitungsnetz ungedämmt",null,{"$f":"D53*2.2*0.1","v":{"$error":"#VALUE!"}},{"$f":"D55","v":{"$error":"#VALUE!"}},null,null,null,null,null,null,"N: Mo-Fr. von","00:00:00","00:00:00"]
[null,"Durchmesser Leitungsnetz",null,{"$f":"IF(E7=\"\",0.1247*D53+ 37.983,VLOOKUP(E7,Grundlagendaten!A39:D53,3,FALSE))","v":{"$error":"#VALUE!"}},{"$f":"D56","v":{"$error":"#VALUE!"}},null,null,null,null,null,null,"N: Mo-Fr. bis","23:59:00","23:59:00"]
[null,"Volumenstrom Gruppe bei Auslegetemp.",null,{"$f":"IF(G48=G49,K4,D53/((D51-D52)*1.163))","v":{"$error":"#VALUE!"}},{"$f":"D57","v":{"$error":"#VALUE!"}},null,null,null,null,null,null,"N: Sa von","00:00:00","00:00:00"]
[null,"Leistung der Pumpe",null,{"$f":"IF(G48=G49,K5/1000,D53*0.001)","v":{"$error":"#VALUE!"}},{"$f":"D58","v":{"$error":"#VALUE!"}},null,null,null,null,null,null,"N: Sa bis","23:59:00","23:59:00"]
[null,"Art der Heizgruppe",null,"konstanter Volumenstrom",null,null,null,null,null,null,null,"N: So von","00:00:00","00:00:00"]
["Regulierung:","Regulierung der Pumpe",null,"mit FU","mit FU",null,null,null,null,null,null,"N: So bis","23:59:00","23:59:00"]
[null,"Regulierung der Raumtemperatur",null,{"$f":"IF(J6=\"\",Begriffe!B292,J6)","v":"Einzelraum"},{"$f":"D61","v":"Einzelraum"},null,null,null,null,null,null,"R: Mo-Fr. von","00:00:00","00:00:00"]
["Parameter:","Art des Wärmebedarfs ",null,"Raumwärme","Raumwärme",null,null,null,null,null,null,"R: Mo-Fr. bis","00:00:00","00:00:00"]
[null,"Heizgrenze",null,{"$f":"E16","v":0},{"$f":"K16","v":0},null,null,null,null,null,null,"R: Sa von","00:00:00","00:00:00"]
[null,"Heizgrenze abgsenkt",null,{"$f":"IF(E17=\"\",E16,E17)","v":0},{"$f":"IF(K17=\"\",K16,K17)","v":0},null,null,null,null,null,null,"R: Sa bis","00:00:00","00:00:00"]
[null,"Gebäudezeitkonstante",null,{"$f":"E19","v":0},{"$f":"K19","v":0},null,null,null,null,null,null,"R: So von","00:00:00","00:00:00"]
[null,"Raumtemperatur",null,{"$f":"IF(E18=\"\",22,E18)","v":22},{"$f":"IF(K18=\"\",22,K18)","v":22},null,null,null,null,null,null,"R: So bis","00:00:00","00:00:00"]
["Kontrolle / Korrektur","Zeitfaktor Regulierung Druckdifferenz",null,1,null,null,null,null,null,null,null,null,"Leistung kW",null,"Energieverbrauch kWh",null,"Vorlauftemp. Normal",null,"Vorlauftemp. Reduziert"]
["Faktoren für Berechnung","Reduktion Raumtemp. bei Einzelraumreg.",null,1,"K",null,null,null,null,null,null,null,"Bestehend","Optimiert","Bestehend","Optimiert","Bestehend","Optimiert","Bestehend","Optimiert"]
[null,"Reduktion Max. Leistung bei Prozesskälte",null,0.8,null,null,null,null,null,null,null,-25,0,0,0,0,0,0,0,0]
[null,"Delta RT durch internen Lasten",null,0,"K",null,null,null,null,null,null,-24,0,0,0,0,0,0,0,0]
[null,"Reduktionsfaktor Pumpe mit FU",null,0.5,null,null,null,null,null,null,null,-23,0,0,0,0,0,0,0,0]
[null,"Technikraumtemperatur",null,20,"°C",null,null,null,null,null,null,-22,0,0,0,0,0,0,0,0]
[null,"Anzahl Tage bei Regulierung \"Hand\"",null,365,"Tage/Jahr",null,null,null,null,null,null,-21,0,0,0,0,0,0,0,0]
[null,"Korrektur Faktor Energieverbrauch",null,{"$f":"P39*WE!$D$33","v":1},null,null,null,null,null,null,null,-20,0,0,0,0,0,0,0,0]
[null,"Raumtemperatur bei Auslegung",null,20,null,null,null,null,null,null,null,-19,0,0,0,0,0,0,0,0]
["Betriebszeiten:",null,"Mo - Fr.",null,"Sa",null,"So",null,null,null,null,-18,0,0,0,0,0,0,0,0]
["alt",null,"von","bis","von","bis","von","bis",null,null,null,-17,0,0,0,0,0,0,0,0]
[null,"Normal","00:00:00",{"$f":"IF(D12=\"\",D86,IF(D12<E12,D12,0))","v":"23:59:00"},"00:00:00",{"$f":"IF(D13=\"\",F86,IF(D13<E13,D13,0))","v":"23:59:00"},"00:00:00",{"$f":"IF(D14=\"\",H86,IF(D14<E14,D14,0))","v":"23:59:00"},null,null,null,-16,0,0,0,0,0,0,0,0]
[null,null,{"$f":"E12","v":"00:00:00"},{"$f":"IF(D78=D86,0,IF(D12>E12,D12,\"23:59\"))","v":"00:00:00"},{"$f":"E13","v":"00:00:00"},{"$f":"IF(F78=F86,0,IF(D13>E13,D13,\"23:59\"))","v":"00:00:00"},{"$f":"E14","v":"00:00:00"},{"$f":"IF(H78=H86,0,IF(D14>E14,D14,\"23:59\"))","v":"00:00:00"},null,null,null,-15,0,0,0,0,0,0,0,0]
[null,null,null,null,null,null,null,null,null,null,null,-14,0,0,0,0,0,0,0,0]
[null,null,null,null,null,null,null,null,null,null,null,-13,0,0,0,0,0,0,0,0]
[null,"Abgesenkt",{"$f":"IF(D12<E12,D12,0)","v":"00:00:00"},{"$f":"E12","v":"00:00:00"},{"$f":"IF(D13<E13,D13,0)","v":"00:00:00"},{"$f":"E13","v":"00:00:00"},{"$f":"IF(D14<E14,D14,0)","v":"00:00:00"},{"$f":"E14","v":"00:00:00"},null,null,null,-12,0,0,0,0,0,0,0,0]
[null,null,{"$f":"IF(D12>E12,D12,0)","v":"00:00:00"},{"$f":"IF(C83=0,0,D86)","v":"00:00:00"},{"$f":"IF(D13>E13,D13,0)","v":"00:00:00"},{"$f":"IF(E83=0,0,F86)","v":"00:00:00"},{"$f":"IF(D14>E14,D14,0)","v":"00:00:00"},{"$f":"IF(G83=0,0,H86)","v":"00:00:00"},null,null,null,-11,0,0,0,0,0,0,0,0]
[null,null,null,null,null,null,null,null,null,null,null,-10,0,0,0,0,0,0,0,0]
[null,null,null,null,null,null,null,null,null,null,null,-9,0,0,0,0,0,0,0,0]
[null,"Plausibilitätstest",{"$f":"IF((SUM(D78:D85)-SUM(C78:C85))<1,\"i.O\",\"Zuviele Stunden!\")","v":"i.O"},"23:59:00",{"$f":"IF((SUM(F78:F85)-SUM(E79:E85))<1,\"i.O\",\"Zuviele Stunden!\")","v":"i.O"},{"$f":"D86","v":"23:59:00"},{"$f":"IF((SUM(H78:H85)-SUM(G79:G85))<1,\"i.O\",\"Zuviele Stunden!\")","v":"i.O"},{"$f":"F86","v":"23:59:00"},null,null,null,-8,0,0,0,0,0,0,0,0]
["optimiert",null,"Mo - Fr.",null,"Sa",null,"So",null,null,null,null,-7,0,0,0,0,0,0,0,0]
[null,null,"von","bis","von","bis","von","bis",null,null,null,-6,0,0,0,0,0,0,0,0]
[null,"Normal","00:00:00",{"$f":"IF(J12=\"\",D97,IF(J12<K12,J12,0))","v":"23:59:00"},"00:00:00",{"$f":"IF(J13=\"\",F97,IF(J13<K13,J13,0))","v":"23:59:00"},"00:00:00",{"$f":"IF(J14=\"\",H97,IF(J14<K14,J14,0))","v":"23:59:00"},null,null,null,-5,0,0,0,0,0,0,0,0]
[null,null,{"$f":"IF(J12<K12,K12,K12)","v":"00:00:00"},{"$f":"IF(D89=D97,0,IF(J12>K12,J12,\"23:59\"))","v":"00:00:00"},{"$f":"IF(J13<K13,K13,K13)","v":"00:00:00"},{"$f":"IF(F89=F97,0,IF(J13>K13,J13,\"23:59\"))","v":"00:00:00"},{"$f":"K14","v":"00:00:00"},{"$f":"IF(H89=H97,0,IF(J14>K14,J14,\"23:59\"))","v":"00:00:00"},null,null,null,-4,0,0,0,0,0,0,0,0]
[null,null,null,null,null,null,null,null,null,null,null,-3,0,0,0,0,0,0,0,0]
[null,null,null,null,null,null,null,null,null,null,null,-2,0,0,0,0,0,0,0,0]
[null,"Abgesenkt",{"$f":"IF(J12<K12,J12,0)","v":"00:00:00"},{"$f":"K12","v":"00:00:00"},{"$f":"IF(J13<K13,J13,0)","v":"00:00:00"},{"$f":"K13","v":"00:00:00"},{"$f":"IF(J14<K14,J14,0)","v":"00:00:00"},{"$f":"K14","v":"00:00:00"},null,null,null,-1,0,0,0,0,0,0,0,0]
[null,null,{"$f":"IF(J12>K12,J12,0)","v":"00:00:00"},{"$f":"IF(C94=0,0,D97)","v":"00:00:00"},{"$f":"IF(J13>K13,J13,0)","v":"00:00:00"},{"$f":"IF(E94=0,0,F97)","v":"00:00:00"},{"$f":"IF(J14>K14,J14,0)","v":"00:00:00"},{"$f":"IF(G94=0,0,H97)","v":"00:00:00"},null,null,null,0,0,0,0,0,0,0,0,0]
[null,null,null,null,null,null,null,null,null,null,null,1,0,0,0,0,0,0,0,0]
[null,null,null,null,null,null,null,null,null,null,null,2,0,0,0,0,0,0,0,0]
[null,"Plausibilitätstest",{"$f":"IF((SUM(D89:D96)-SUM(C90:C96))<1,\"i.O\",\"Zuviele Stunden!\")","v":"i.O"},{"$f":"D86","v":"23:59:00"},{"$f":"IF((SUM(F89:F96)-SUM(E90:E96))<1,\"i.O\",\"Zuviele Stunden!\")","v":"i.O"},{"$f":"F86","v":"23:59:00"},{"$f":"IF((SUM(H89:H96)-SUM(G90:G96))<1,\"i.O\",\"Zuviele Stunden!\")","v":"i.O"},{"$f":"H86","v":"23:59:00"},null,null,null,3,0,0,0,0,0,0,0,0]
["Heizkurve","Normal",null,null,"Abgesenkt",null,null,null,null,null,null,4,0,0,0,0,0,0,0,0]
["alt","tA ","tVL ",null,"tA ","tVL ",null,null,null,null,null,5,0,0,0,0,0,0,0,0]
[null,{"$f":"IF($G$48=$G$49,C23,C24-2)","v":-2},{"$f":"IF(G48=G49,D23,D24)","v":0},null,{"$f":"IF($G$48=$G$49,C23,C24-2)","v":-2},{"$f":"IF(G48=G49,E23,E24)","v":0},null,null,null,null,null,6,0,0,0,0,0,0,0,0]
[null,{"$f":"C24","v":0},{"$f":"D24","v":0},null,{"$f":"C24","v":0},{"$f":"E24","v":0},null,null,null,null,null,7,0,0,0,0,0,0,0,0]
[null,{"$f":"C25","v":0},{"$f":"D25","v":0},null,{"$f":"C25","v":0},{"$f":"E25","v":0},null,null,null,null,null,8,0,0,0,0,0,0,0,0]
[null,{"$f":"IF($G$48=$G$49,C26,C25+2)","v":2},{"$f":"IF($G$48=$G$49,D26,D25)","v":0},null,{"$f":"IF($G$48=$G$49,C26,C25+2)","v":2},{"$f":"IF($G$48=$G$49,E26,E25)","v":0},null,null,null,null,null,9,0,0,0,0,0,0,0,0]
[null,"Normal",null,null,"Abgesenkt",null,null,null,null,null,null,10,0,0,0,0,0,0,0,0]
["optimiert","tA ","tVL ",null,"tA ","tVL ",null,null,null,null,null,11,0,0,0,0,0,0,0,0]
[null,{"$f":"IF($G$48=$G$49,I23,I24-2)","v":-2},{"$f":"IF($G$48=$G$49,J23,J24)","v":0},null,{"$f":"IF($G$48=$G$49,I23,I24-2)","v":-2},{"$f":"IF($G$48=$G$49,K23,K24)","v":0},null,null,null,null,null,12,0,0,0,0,0,0,0,0]
[null,{"$f":"I24","v":0},{"$f":"J24","v":0},null,{"$f":"I24","v":0},{"$f":"K24","v":0},null,null,null,null,null,13,0,0,0,0,0,0,0,0]
[null,{"$f":"I25","v":0},{"$f":"J25","v":0},null,{"$f":"I25","v":0},{"$f":"K25","v":0},null,null,null,null,null,14,0,0,0,0,0,0,0,0]
[null,{"$f":"IF($G$48=$G$49,I26,I25+2)","v":2},{"$f":"IF($G$48=$G$49,J26,J25)","v":0},null,{"$f":"IF($G$48=$G$49,I26,I25+2)","v":2},{"$f":"IF($G$48=$G$49,K26,K25)","v":0},null,null,null,null,null,15,0,0,0,0,0,0,0,0]
[null,null,null,null,null,null,null,null,null,null,null,16,0,0,0,0,0,0,0,0]
[null,null,null,null,null,null,null,null,null,null,null,17,0,0,0,0,0,0,0,0]
[null,null,null,null,null,null,null,null,null,null,null,18,0,0,0,0,0,0,0,0]
[null,null,null,null,null,null,null,null,null,null,null,19,0,0,0,0,0,0,0,0]
[null,null,null,null,null,null,null,null,null,null,null,20,0,0,0,0,0,0,0,0]
[null,null,null,null,null,null,null,null,null,null,null,21,0,0,0,0,0,0,0,0]
[null,null,null,null,null,null,null,null,null,null,null,22,0,0,0,0,0,0,0,0]
[null,null,null,null,null,null,null,null,null,null,null,23,0,0,0,0,0,0,0,0]
[null,null,null,null,null,null,null,null,null,null,null,24,0,0,0,0,0,0,0,0]
[null,null,null,null,null,null,null,null,null,null,null,25,0,0,0,0,0,0,0,0]
[null,null,null,null,null,null,null,null,null,null,null,26,0,0,0,0,0,0,0,0]
[null,null,null,null,null,null,null,null,null,null,null,27,0,0,0,0,0,0,0,0]
[null,null,null,null,null,null,null,null,null,null,null,28,0,0,0,0,0,0,0,0]
[null,null,null,null,null,null,null,null,null,null,null,29,0,0,0,0,0,0,0,0]
[null,null,null,null,null,null,null,null,null,null,null,30,0,0,0,0,0,0,0,0]
[null,null,null,null,null,null,null,null,null,null,null,31,0,0,0,0,0,0,0,0]
[null,null,null,null,null,null,null,null,null,null,null,32,0,0,0,0,0,0,0,0]
[null,null,null,null,null,null,null,null,null,null,null,33,0,0,0,0,0,0,0,0]
[null,null,null,null,null,null,null,null,null,null,null,34,0,0,0,0,0,0,0,0]
[null,null,null,null,null,null,null,null,null,null,null,35,0,0,0,0,0,0,0,0]

{"sheet":"H05","index":8,"n_rows":129,"n_cols":22,"rows_kept":129,"cut":false,"hidden":true,"merged":[[0,8,0,9],[0,19,0,20],[3,11,7,21],[5,9,5,10],[6,9,6,10]]}
[{"$f":"Begriffe!B278&\" \"&Heizung!B19&\" \"&Begriffe!B279","v":"Heizgruppe  Detail"},null,null,{"$f":"Begriffe!B280","v":"Status"},{"$f":"IF(OR(E4=\"\",K4=\"\",K5=\"\",J6=\"\",E16=\"\",K16=\"\",C23=\"\",C24=\"\",C25=\"\",C26=\"\",D23=\"\",D24=\"\",D25=\"\",D26=\"\",I23=\"\",I24=\"\",I25=\"\",I26=\"\",J23=\"\",J24=\"\",J25=\"\",J26=\"\"),1,0)","v":1},null,null,{"$f":"Begriffe!B281","v":"Verantwortlicher"},null,null,{"$f":"Einführung!K1","v":"V 1.0.0"},{"$f":"A1","v":"Heizgruppe  Detail"},null,null,null,null,null,null,{"$f":"H1","v":"Verantwortlicher"},{"$f":"IF(I1=\"\",\"\",I1)","v":""},null,{"$f":"Einführung!K1","v":"V 1.0.0"}]
[]
[{"$f":"Begriffe!B282","v":"Technische Daten"},null,null,null,null,null,null,null,null,null,null,{"$f":"Begriffe!B312","v":"Hinweise"}]
[{"$f":"Begriffe!B283","v":"Wärmeleistung Heizgruppe"},null,null,{"$f":"IF(IFERROR((E5-E6)*K4*1.163,\"\")=0,\"\",IFERROR((E5-E6)*K4*1.163,\"\"))","v":""},"",null,{"$f":"Begriffe!B287","v":"Volumenstrom"},null,null,{"$f":"IFERROR(IF(OR(E5=\"\",E6=\"\"),(E4/((D5-D6)*1.163)),(E4/((E5-E6)*1.163))),\"\")","v":""}]
[{"$f":"Begriffe!B284","v":"Vorlauftemperatur bei Auslegung"},null,null,{"$f":"IF(E5=\"\",IF(J49<=0,\"\",J49),\"\")","v":""},null,null,{"$f":"Begriffe!B288","v":"max. Leistungsaufnahme Pumpe"}]
[{"$f":"Begriffe!B285","v":"Rücklauftemperatur bei Auslegung"},null,null,{"$f":"IF(E6=\"\",IF(IFERROR(D52,0)<=0,\"\",D52),\"\")","v":""},null,null,{"$f":"Begriffe!B289","v":"Art der Raumregulierung"}]
[{"$f":"Begriffe!B286","v":"Rohrdimension (Schätzung Wärmeleistung)"},null,null,{"$f":"IF(E7=\"\",\"\",IF((E5-E6)<=0,0.0127*E7^2.114,IF((E5-E6)<=7,0.0088*E7^2.1161,IF((E5-E6)<=10,0.0127*E7^2.114,IF((E5-E6)<=15,0.0195*E7^2.1077,0.0257*E7^2.1107)))))","v":""},null,null,{"$f":"Begriffe!B293","v":"Raumnutzung"}]
[]
[{"$f":"Begriffe!B294","v":"Bestehend"},null,null,null,null,null,{"$f":"Begriffe!B295","v":"Optimiert"}]
[null,null,null,null,null,null,null,null,null,null,null,{"$f":"Begriffe!B313","v":"Energieverbrauch und Energiekosten"}]
[{"$f":"Begriffe!B296","v":"Betriebszeiten Absenkung"},null,null,{"$f":"Begriffe!B300","v":"von"},{"$f":"Begriffe!B301","v":"bis"},null,{"$f":"A11","v":"Betriebszeiten Absenkung"},null,null,{"$f":"D11","v":"von"},{"$f":"E11","v":"bis"}]
[null,null,{"$f":"Begriffe!B297","v":"Mo.-Fr. "},null,null,null,null,null,{"$f":"C12","v":"Mo.-Fr. "},null,null,null,{"$f":"Begriffe!B314","v":"Kosten Nutzenergie"},null,null,null,null,{"$f":"Begriffe!B315","v":"Kosten Hilfsenergie [Elektrizität] "}]
[null,null,{"$f":"Begriffe!B298","v":"Samstag"},null,null,null,null,null,{"$f":"C13","v":"Samstag"}]
[null,null,{"$f":"Begriffe!B299","v":"Sonntag"},null,null,null,null,null,{"$f":"C14","v":"Sonntag"}]
[]
[{"$f":"Begriffe!B302","v":"Parameter"},null,{"$f":"Begriffe!B303","v":"Heizgrenze"},null,null,null,{"$f":"A16","v":"Parameter"},null,{"$f":"C16","v":"Heizgrenze"}]
[null,null,{"$f":"Begriffe!B304","v":"Heigrenze abgesenkt"},null,null,null,null,null,{"$f":"C17","v":"Heigrenze abgesenkt"}]
[null,null,{"$f":"Begriffe!B305","v":"Raumtemperatur"},null,null,null,null,null,{"$f":"C18","v":"Raumtemperatur"},null,null,null,null,null,{"$f":"L51","v":"Nutzenergie"},{"$f":"O51","v":0},{"$f":"Q51","v":0}]
[null,null,{"$f":"Begriffe!B306","v":"Gebäudezeitkonstante"},null,null,null,null,null,{"$f":"C19","v":"Gebäudezeitkonstante"},null,null,null,null,null,{"$f":"L52","v":"Elektrizität Pumpen"},{"$f":"O52","v":0},{"$f":"Q52","v":0}]
[null,null,{"$f":"Begriffe!B307","v":"Pumpenstufe"},null,null,null,null,null,{"$f":"C20","v":"Pumpenstufe"}]
[]
[{"$f":"Begriffe!B308","v":"Heizkurve"},null,{"$f":"Begriffe!B309","v":"Aussentemp."},{"$f":"Begriffe!B310","v":"Vorlauftemp."},{"$f":"Begriffe!B311","v":"Vorlauftemp. Red."},null,{"$f":"A22","v":"Heizkurve"},null,{"$f":"C22","v":"Aussentemp."},{"$f":"D22","v":"Vorlauftemp."},{"$f":"E22","v":"Vorlauftemp. Red."}]
[]
[]
[]
[]
[]
[]
[null,null,null,null,null,null,null,null,null,null,null,null,null,null,null,{"$f":"Begriffe!B318","v":"Bestehend"},{"$f":"Begriffe!B319","v":"Optimiert"},{"$f":"Begriffe!B320","v":"Einsparung"}]
[null,null,null,null,null,null,null,null,null,null,null,null,null,{"$f":"Begriffe!B316","v":"Nutzenergie"},null,{"$f":"N51","v":0},{"$f":"P51","v":0},{"$f":"P30-Q30","v":0},{"$f":"ROUND(O51,-1)-ROUND(Q51,-1)","v":0},{"$f":"R30/P30","v":{"$error":"#DIV/0!"}}]
[null,null,null,null,null,null,null,null,null,null,null,null,null,{"$f":"Begriffe!B317","v":"Hilfsenergie"},null,{"$f":"N52","v":0},{"$f":"P52","v":0},{"$f":"P31-Q31","v":0},{"$f":"ROUND(O52,-1)-ROUND(Q52,-1)","v":0},{"$f":"R31/P31","v":{"$error":"#DIV/0!"}}]
[]
[]
[null,null,null,null,null,null,null,null,null,null,null,{"$f":"Begriffe!B321","v":"Energieverbrauch "},null,null,null,null,null,{"$f":"Begriffe!B328","v":"Heizgradtage"}]
[null,null,null,null,null,null,null,null,null,null,null,null,{"$f":"Begriffe!B322","v":"Berechnet"},null,null,{"$f":"P30","v":0},null,null,{"$f":"Begriffe!B329","v":"Heizgradtage"},null,null,{"$f":"WE!D31","v":0}]
[null,null,null,null,null,null,null,null,null,null,null,null,{"$f":"Begriffe!B323","v":"Real"},null,null,null,null,null,{"$f":"Begriffe!B330","v":"Norm Heizgradtage "},null,null,{"$f":"WE!E31","v":0}]
[null,null,null,null,null,null,null,null,null,null,null,null,{"$f":"Begriffe!B324","v":"Normiert"},null,null,{"$f":"IFERROR(P36/$V$35*$V$36,0)","v":0}]
[null,null,null,null,null,null,null,null,null,null,null,{"$f":"Begriffe!B325","v":"Korrekturfaktor"},{"$f":"Begriffe!B326","v":"Abweichung"},null,null,{"$f":"IFERROR(P37/P35,\" \")","v":" "}]
[null,null,null,null,null,null,null,null,null,null,null,null,{"$f":"Begriffe!B327","v":"Korrekturfaktor"},null,null,1]
[null,{"$f":"E16","v":0},{"$f":"E17","v":0},100,null,null,null,{"$f":"K16","v":0},{"$f":"K17","v":0},100]
[null,{"$f":"E16","v":0},{"$f":"C40","v":0},0,null,null,null,{"$f":"H40","v":0},{"$f":"I40","v":0},0]
[]
[]
[]
[]
[]
["Eingabe",null,null,null,null,null,null,null,null,null,null,"Ergebnisse"]
["Grundlage Berechnung",null,null,"alt","optimiert",{"$f":"MID(CELL(\"dateiname\",A1),FIND(\"]\",CELL(\"dateiname\",A1))+1,255)","v":"H05"},{"$f":"VLOOKUP(F48,Heizung!A15:C24,3,FALSE)","v":"nein"},null,"Min",{"$f":"MIN(D23:E26,J23:K26)","v":0},null,"Energieverbrauch ",null,"Bestehend",null,"Optimiert"]
["Kennwerte:","Beheizte Fläche",null,50,50,null,{"$f":"G53","v":"ja"},null,"Max",{"$f":"MAX(D23:E26,J23:K26)","v":0},null,null,null,"Nutzenergie","Kosten","Nutzenergie","Kosten"]
[null,"Aussentemperatur Auslegung",null,{"$f":"VLOOKUP(Startblatt!C6,Klimadaten!B4:I43,8,TRUE)","v":{"$error":"#N/A"}},{"$f":"D50","v":{"$error":"#N/A"}},null,null,null,null,null,null,null,null,"[kWh]","[CHF/a]","[kWh]","[CHF/a]"]
[null,"Vorlauftemp. bei Auslegung",null,{"$f":"IF(E5=\"\",D5,E5)","v":""},{"$f":"D51","v":""},null,null,null,null,null,null,"Nutzenergie",null,0,0,0,0]
[null,"Rücklauftemp. bei Auslegung",null,{"$f":"IF(D51=0,0,IF(E6=\"\",D51-IF(D51>Grundlagendaten!H37,Grundlagendaten!J37,IF(AND(Grundlagendaten!H38<=D51,D51<=Grundlagendaten!I38),Grundlagendaten!J38,IF(AND(Grundlagendaten!H39<=D51,D51<=Grundlagendaten!I39),10,Grundlagendaten!J40))),E6))","v":{"$error":"#VALUE!"}},{"$f":"D52","v":{"$error":"#VALUE!"}},null,{"$f":"Begriffe!B76","v":"nein"},null,null,null,null,"Elektrizität Pumpen",null,0,0,0,0]
[null,"Wärmebedarf \nbei Aussentemperatur",null,{"$f":"E4*0.65","v":{"$error":"#VALUE!"}},null,null,{"$f":"Begriffe!B77","v":"ja"},null,null,null,null,"Daten für WE"]
[null,"Länge Leitungsnetz gedämmt",null,{"$f":"D53*2.2*0.9","v":{"$error":"#VALUE!"}},{"$f":"D54","v":{"$error":"#VALUE!"}},null,null,null,null,null,null,"BZ","Bestehend","Optimiert"]
[null,"Länge Leitungsnetz ungedämmt",null,{"$f":"D53*2.2*0.1","v":{"$error":"#VALUE!"}},{"$f":"D55","v":{"$error":"#VALUE!"}},null,null,null,null,null,null,"N: Mo-Fr. von","00:00:00","00:00:00"]
[null,"Durchmesser Leitungsnetz",null,{"$f":"IF(E7=\"\",0.1247*D53+ 37.983,VLOOKUP(E7,Grundlagendaten!A39:D53,3,FALSE))","v":{"$error":"#VALUE!"}},{"$f":"D56","v":{"$error":"#VALUE!"}},null,null,null,null,null,null,"N: Mo-Fr. bis","23:59:00","23:59:00"]
[null,"Volumenstrom Gruppe bei Auslegetemp.",null,{"$f":"IF(G48=G49,K4,D53/((D51-D52)*1.163))","v":{"$error":"#VALUE!"}},{"$f":"D57","v":{"$error":"#VALUE!"}},null,null,null,null,null,null,"N: Sa von","00:00:00","00:00:00"]
[null,"Leistung der Pumpe",null,{"$f":"IF(G48=G49,K5/1000,D53*0.001)","v":{"$error":"#VALUE!"}},{"$f":"D58","v":{"$error":"#VALUE!"}},null,null,null,null,null,null,"N: Sa bis","23:59:00","23:59:00"]
[null,"Art der Heizgruppe",null,"konstanter Volumenstrom",null,null,null,null,null,null,null,"N: So von","00:00:00","00:00:00"]
["Regulierung:","Regulierung der Pumpe",null,"mit FU","mit FU",null,null,null,null,null,null,"N: So bis","23:59:00","23:59:00"]
[null,"Regulierung der Raumtemperatur",null,{"$f":"IF(J6=\"\",Begriffe!B292,J6)","v":"Einzelraum"},{"$f":"D61","v":"Einzelraum"},null,null,null,null,null,null,"R: Mo-Fr. von","00:00:00","00:00:00"]
["Parameter:","Art des Wärmebedarfs ",null,"Raumwärme","Raumwärme",null,null,null,null,null,null,"R: Mo-Fr. bis","00:00:00","00:00:00"]
[null,"Heizgrenze",null,{"$f":"E16","v":0},{"$f":"K16","v":0},null,null,null,null,null,null,"R: Sa von","00:00:00","00:00:00"]
[null,"Heizgrenze abgsenkt",null,{"$f":"IF(E17=\"\",E16,E17)","v":0},{"$f":"IF(K17=\"\",K16,K17)","v":0},null,null,null,null,null,null,"R: Sa bis","00:00:00","00:00:00"]
[null,"Gebäudezeitkonstante",null,{"$f":"E19","v":0},{"$f":"K19","v":0},null,null,null,null,null,null,"R: So von","00:00:00","00:00:00"]
[null,"Raumtemperatur",null,{"$f":"IF(E18=\"\",22,E18)","v":22},{"$f":"IF(K18=\"\",22,K18)","v":22},null,null,null,null,null,null,"R: So bis","00:00:00","00:00:00"]
["Kontrolle / Korrektur","Zeitfaktor Regulierung Druckdifferenz",null,1,null,null,null,null,null,null,null,null,"Leistung kW",null,"Energieverbrauch kWh",null,"Vorlauftemp. Normal",null,"Vorlauftemp. Reduziert"]
["Faktoren für Berechnung","Reduktion Raumtemp. bei Einzelraumreg.",null,1,"K",null,null,null,null,null,null,null,"Bestehend","Optimiert","Bestehend","Optimiert","Bestehend","Optimiert","Bestehend","Optimiert"]
[null,"Reduktion Max. Leistung bei Prozesskälte",null,0.8,null,null,null,null,null,null,null,-25,0,0,0,0,0,0,0,0]
[null,"Delta RT durch internen Lasten",null,0,"K",null,null,null,null,null,null,-24,0,0,0,0,0,0,0,0]
[null,"Reduktionsfaktor Pumpe mit FU",null,0.5,null,null,null,null,null,null,null,-23,0,0,0,0,0,0,0,0]
[null,"Technikraumtemperatur",null,20,"°C",null,null,null,null,null,null,-22,0,0,0,0,0,0,0,0]
[null,"Anzahl Tage bei Regulierung \"Hand\"",null,365,"Tage/Jahr",null,null,null,null,null,null,-21,0,0,0,0,0,0,0,0]
[null,"Korrektur Faktor Energieverbrauch",null,{"$f":"P39*WE!$D$33","v":1},null,null,null,null,null,null,null,-20,0,0,0,0,0,0,0,0]
[null,"Raumtemperatur bei Auslegung",null,20,null,null,null,null,null,null,null,-19,0,0,0,0,0,0,0,0]
["Betriebszeiten:",null,"Mo - Fr.",null,"Sa",null,"So",null,null,null,null,-18,0,0,0,0,0,0,0,0]
["alt",null,"von","bis","von","bis","von","bis",null,null,null,-17,0,0,0,0,0,0,0,0]
[null,"Normal","00:00:00",{"$f":"IF(D12=\"\",D86,IF(D12<E12,D12,0))","v":"23:59:00"},"00:00:00",{"$f":"IF(D13=\"\",F86,IF(D13<E13,D13,0))","v":"23:59:00"},"00:00:00",{"$f":"IF(D14=\"\",H86,IF(D14<E14,D14,0))","v":"23:59:00"},null,null,null,-16,0,0,0,0,0,0,0,0]
[null,null,{"$f":"E12","v":"00:00:00"},{"$f":"IF(D78=D86,0,IF(D12>E12,D12,\"23:59\"))","v":"00:00:00"},{"$f":"E13","v":"00:00:00"},{"$f":"IF(F78=F86,0,IF(D13>E13,D13,\"23:59\"))","v":"00:00:00"},{"$f":"E14","v":"00:00:00"},{"$f":"IF(H78=H86,0,IF(D14>E14,D14,\"23:59\"))","v":"00:00:00"},null,null,null,-15,0,0,0,0,0,0,0,0]
[null,null,null,null,null,null,null,null,null,null,null,-14,0,0,0,0,0,0,0,0]
[null,null,null,null,null,null,null,null,null,null,null,-13,0,0,0,0,0,0,0,0]
[null,"Abgesenkt",{"$f":"IF(D12<E12,D12,0)","v":"00:00:00"},{"$f":"E12","v":"00:00:00"},{"$f":"IF(D13<E13,D13,0)","v":"00:00:00"},{"$f":"E13","v":"00:00:00"},{"$f":"IF(D14<E14,D14,0)","v":"00:00:00"},{"$f":"E14","v":"00:00:00"},null,null,null,-12,0,0,0,0,0,0,0,0]
[null,null,{"$f":"IF(D12>E12,D12,0)","v":"00:00:00"},{"$f":"IF(C83=0,0,D86)","v":"00:00:00"},{"$f":"IF(D13>E13,D13,0)","v":"00:00:00"},{"$f":"IF(E83=0,0,F86)","v":"00:00:00"},{"$f":"IF(D14>E14,D14,0)","v":"00:00:00"},{"$f":"IF(G83=0,0,H86)","v":"00:00:00"},null,null,null,-11,0,0,0,0,0,0,0,0]
[null,null,null,null,null,null,null,null,null,null,null,-10,0,0,0,0,0,0,0,0]
[null,null,null,null,null,null,null,null,null,null,null,-9,0,0,0,0,0,0,0,0]
[null,"Plausibilitätstest",{"$f":"IF((SUM(D78:D85)-SUM(C78:C85))<1,\"i.O\",\"Zuviele Stunden!\")","v":"i.O"},"23:59:00",{"$f":"IF((SUM(F78:F85)-SUM(E79:E85))<1,\"i.O\",\"Zuviele Stunden!\")","v":"i.O"},{"$f":"D86","v":"23:59:00"},{"$f":"IF((SUM(H78:H85)-SUM(G79:G85))<1,\"i.O\",\"Zuviele Stunden!\")","v":"i.O"},{"$f":"F86","v":"23:59:00"},null,null,null,-8,0,0,0,0,0,0,0,0]
["optimiert",null,"Mo - Fr.",null,"Sa",null,"So",null,null,null,null,-7,0,0,0,0,0,0,0,0]
[null,null,"von","bis","von","bis","von","bis",null,null,null,-6,0,0,0,0,0,0,0,0]
[null,"Normal","00:00:00",{"$f":"IF(J12=\"\",D97,IF(J12<K12,J12,0))","v":"23:59:00"},"00:00:00",{"$f":"IF(J13=\"\",F97,IF(J13<K13,J13,0))","v":"23:59:00"},"00:00:00",{"$f":"IF(J14=\"\",H97,IF(J14<K14,J14,0))","v":"23:59:00"},null,null,null,-5,0,0,0,0,0,0,0,0]
[null,null,{"$f":"IF(J12<K12,K12,K12)","v":"00:00:00"},{"$f":"IF(D89=D97,0,IF(J12>K12,J12,\"23:59\"))","v":"00:00:00"},{"$f":"IF(J13<K13,K13,K13)","v":"00:00:00"},{"$f":"IF(F89=F97,0,IF(J13>K13,J13,\"23:59\"))","v":"00:00:00"},{"$f":"K14","v":"00:00:00"},{"$f":"IF(H89=H97,0,IF(J14>K14,J14,\"23:59\"))","v":"00:00:00"},null,null,null,-4,0,0,0,0,0,0,0,0]
[null,null,null,null,null,null,null,null,null,null,null,-3,0,0,0,0,0,0,0,0]
[null,null,null,null,null,null,null,null,null,null,null,-2,0,0,0,0,0,0,0,0]
[null,"Abgesenkt",{"$f":"IF(J12<K12,J12,0)","v":"00:00:00"},{"$f":"K12","v":"00:00:00"},{"$f":"IF(J13<K13,J13,0)","v":"00:00:00"},{"$f":"K13","v":"00:00:00"},{"$f":"IF(J14<K14,J14,0)","v":"00:00:00"},{"$f":"K14","v":"00:00:00"},null,null,null,-1,0,0,0,0,0,0,0,0]
[null,null,{"$f":"IF(J12>K12,J12,0)","v":"00:00:00"},{"$f":"IF(C94=0,0,D97)","v":"00:00:00"},{"$f":"IF(J13>K13,J13,0)","v":"00:00:00"},{"$f":"IF(E94=0,0,F97)","v":"00:00:00"},{"$f":"IF(J14>K14,J14,0)","v":"00:00:00"},{"$f":"IF(G94=0,0,H97)","v":"00:00:00"},null,null,null,0,0,0,0,0,0,0,0,0]
[null,null,null,null,null,null,null,null,null,null,null,1,0,0,0,0,0,0,0,0]
[null,null,null,null,null,null,null,null,null,null,null,2,0,0,0,0,0,0,0,0]
[null,"Plausibilitätstest",{"$f":"IF((SUM(D89:D96)-SUM(C90:C96))<1,\"i.O\",\"Zuviele Stunden!\")","v":"i.O"},{"$f":"D86","v":"23:59:00"},{"$f":"IF((SUM(F89:F96)-SUM(E90:E96))<1,\"i.O\",\"Zuviele Stunden!\")","v":"i.O"},{"$f":"F86","v":"23:59:00"},{"$f":"IF((SUM(H89:H96)-SUM(G90:G96))<1,\"i.O\",\"Zuviele Stunden!\")","v":"i.O"},{"$f":"H86","v":"23:59:00"},null,null,null,3,0,0,0,0,0,0,0,0]
["Heizkurve","Normal",null,null,"Abgesenkt",null,null,null,null,null,null,4,0,0,0,0,0,0,0,0]
["alt","tA ","tVL ",null,"tA ","tVL ",null,null,null,null,null,5,0,0,0,0,0,0,0,0]
[null,{"$f":"IF($G$48=$G$49,C23,C24-2)","v":-2},{"$f":"IF(G48=G49,D23,D24)","v":0},null,{"$f":"IF($G$48=$G$49,C23,C24-2)","v":-2},{"$f":"IF(G48=G49,E23,E24)","v":0},null,null,null,null,null,6,0,0,0,0,0,0,0,0]
[null,{"$f":"C24","v":0},{"$f":"D24","v":0},null,{"$f":"C24","v":0},{"$f":"E24","v":0},null,null,null,null,null,7,0,0,0,0,0,0,0,0]
[null,{"$f":"C25","v":0},{"$f":"D25","v":0},null,{"$f":"C25","v":0},{"$f":"E25","v":0},null,null,null,null,null,8,0,0,0,0,0,0,0,0]
[null,{"$f":"IF($G$48=$G$49,C26,C25+2)","v":2},{"$f":"IF($G$48=$G$49,D26,D25)","v":0},null,{"$f":"IF($G$48=$G$49,C26,C25+2)","v":2},{"$f":"IF($G$48=$G$49,E26,E25)","v":0},null,null,null,null,null,9,0,0,0,0,0,0,0,0]
[null,"Normal",null,null,"Abgesenkt",null,null,null,null,null,null,10,0,0,0,0,0,0,0,0]
["optimiert","tA ","tVL ",null,"tA ","tVL ",null,null,null,null,null,11,0,0,0,0,0,0,0,0]
[null,{"$f":"IF($G$48=$G$49,I23,I24-2)","v":-2},{"$f":"IF($G$48=$G$49,J23,J24)","v":0},null,{"$f":"IF($G$48=$G$49,I23,I24-2)","v":-2},{"$f":"IF($G$48=$G$49,K23,K24)","v":0},null,null,null,null,null,12,0,0,0,0,0,0,0,0]
[null,{"$f":"I24","v":0},{"$f":"J24","v":0},null,{"$f":"I24","v":0},{"$f":"K24","v":0},null,null,null,null,null,13,0,0,0,0,0,0,0,0]
[null,{"$f":"I25","v":0},{"$f":"J25","v":0},null,{"$f":"I25","v":0},{"$f":"K25","v":0},null,null,null,null,null,14,0,0,0,0,0,0,0,0]
[null,{"$f":"IF($G$48=$G$49,I26,I25+2)","v":2},{"$f":"IF($G$48=$G$49,J26,J25)","v":0},null,{"$f":"IF($G$48=$G$49,I26,I25+2)","v":2},{"$f":"IF($G$48=$G$49,K26,K25)","v":0},null,null,null,null,null,15,0,0,0,0,0,0,0,0]
[null,null,null,null,null,null,null,null,null,null,null,16,0,0,0,0,0,0,0,0]
[null,null,null,null,null,null,null,null,null,null,null,17,0,0,0,0,0,0,0,0]
[null,null,null,null,null,null,null,null,null,null,null,18,0,0,0,0,0,0,0,0]
[null,null,null,null,null,null,null,null,null,null,null,19,0,0,0,0,0,0,0,0]
[null,null,null,null,null,null,null,null,null,null,null,20,0,0,0,0,0,0,0,0]
[null,null,null,null,null,null,null,null,null,null,null,21,0,0,0,0,0,0,0,0]
[null,null,null,null,null,null,null,null,null,null,null,22,0,0,0,0,0,0,0,0]
[null,null,null,null,null,null,null,null,null,null,null,23,0,0,0,0,0,0,0,0]
[null,null,null,null,null,null,null,null,null,null,null,24,0,0,0,0,0,0,0,0]
[null,null,null,null,null,null,null,null,null,null,null,25,0,0,0,0,0,0,0,0]
[null,null,null,null,null,null,null,null,null,null,null,26,0,0,0,0,0,0,0,0]
[null,null,null,null,null,null,null,null,null,null,null,27,0,0,0,0,0,0,0,0]
[null,null,null,null,null,null,null,null,null,null,null,28,0,0,0,0,0,0,0,0]
[null,null,null,null,null,null,null,null,null,null,null,29,0,0,0,0,0,0,0,0]
[null,null,null,null,null,null,null,null,null,null,null,30,0,0,0,0,0,0,0,0]
[null,null,null,null,null,null,null,null,null,null,null,31,0,0,0,0,0,0,0,0]
[null,null,null,null,null,null,null,null,null,null,null,32,0,0,0,0,0,0,0,0]
[null,null,null,null,null,null,null,null,null,null,null,33,0,0,0,0,0,0,0,0]
[null,null,null,null,null,null,null,null,null,null,null,34,0,0,0,0,0,0,0,0]
[null,null,null,null,null,null,null,null,null,null,null,35,0,0,0,0,0,0,0,0]

{"sheet":"H06","index":9,"n_rows":129,"n_cols":22,"rows_kept":129,"cut":false,"hidden":true,"merged":[[0,8,0,9],[0,19,0,20],[3,11,7,21],[5,9,5,10],[6,9,6,10]]}
[{"$f":"Begriffe!B278&\" \"&Heizung!B20&\" \"&Begriffe!B279","v":"Heizgruppe  Detail"},null,null,{"$f":"Begriffe!B280","v":"Status"},{"$f":"IF(OR(E4=\"\",K4=\"\",K5=\"\",J6=\"\",E16=\"\",K16=\"\",C23=\"\",C24=\"\",C25=\"\",C26=\"\",D23=\"\",D24=\"\",D25=\"\",D26=\"\",I23=\"\",I24=\"\",I25=\"\",I26=\"\",J23=\"\",J24=\"\",J25=\"\",J26=\"\"),1,0)","v":1},null,null,{"$f":"Begriffe!B281","v":"Verantwortlicher"},null,null,{"$f":"Einführung!K1","v":"V 1.0.0"},{"$f":"A1","v":"Heizgruppe  Detail"},null,null,null,null,null,null,{"$f":"H1","v":"Verantwortlicher"},{"$f":"IF(I1=\"\",\"\",I1)","v":""},null,{"$f":"Einführung!K1","v":"V 1.0.0"}]
[]
[{"$f":"Begriffe!B282","v":"Technische Daten"},null,null,null,null,null,null,null,null,null,null,{"$f":"Begriffe!B312","v":"Hinweise"}]
[{"$f":"Begriffe!B283","v":"Wärmeleistung Heizgruppe"},null,null,{"$f":"IF(IFERROR((E5-E6)*K4*1.163,\"\")=0,\"\",IFERROR((E5-E6)*K4*1.163,\"\"))","v":""},"",null,{"$f":"Begriffe!B287","v":"Volumenstrom"},null,null,{"$f":"IFERROR(IF(OR(E5=\"\",E6=\"\"),(E4/((D5-D6)*1.163)),(E4/((E5-E6)*1.163))),\"\")","v":""}]
[{"$f":"Begriffe!B284","v":"Vorlauftemperatur bei Auslegung"},null,null,{"$f":"IF(E5=\"\",IF(J49<=0,\"\",J49),\"\")","v":""},null,null,{"$f":"Begriffe!B288","v":"max. Leistungsaufnahme Pumpe"}]
[{"$f":"Begriffe!B285","v":"Rücklauftemperatur bei Auslegung"},null,null,{"$f":"IF(E6=\"\",IF(IFERROR(D52,0)<=0,\"\",D52),\"\")","v":""},null,null,{"$f":"Begriffe!B289","v":"Art der Raumregulierung"}]
[{"$f":"Begriffe!B286","v":"Rohrdimension (Schätzung Wärmeleistung)"},null,null,{"$f":"IF(E7=\"\",\"\",IF((E5-E6)<=0,0.0127*E7^2.114,IF((E5-E6)<=7,0.0088*E7^2.1161,IF((E5-E6)<=10,0.0127*E7^2.114,IF((E5-E6)<=15,0.0195*E7^2.1077,0.0257*E7^2.1107)))))","v":""},null,null,{"$f":"Begriffe!B293","v":"Raumnutzung"}]
[]
[{"$f":"Begriffe!B294","v":"Bestehend"},null,null,null,null,null,{"$f":"Begriffe!B295","v":"Optimiert"}]
[null,null,null,null,null,null,null,null,null,null,null,{"$f":"Begriffe!B313","v":"Energieverbrauch und Energiekosten"}]
[{"$f":"Begriffe!B296","v":"Betriebszeiten Absenkung"},null,null,{"$f":"Begriffe!B300","v":"von"},{"$f":"Begriffe!B301","v":"bis"},null,{"$f":"A11","v":"Betriebszeiten Absenkung"},null,null,{"$f":"D11","v":"von"},{"$f":"E11","v":"bis"}]
[null,null,{"$f":"Begriffe!B297","v":"Mo.-Fr. "},null,null,null,null,null,{"$f":"C12","v":"Mo.-Fr. "},null,null,null,{"$f":"Begriffe!B314","v":"Kosten Nutzenergie"},null,null,null,null,{"$f":"Begriffe!B315","v":"Kosten Hilfsenergie [Elektrizität] "}]
[null,null,{"$f":"Begriffe!B298","v":"Samstag"},null,null,null,null,null,{"$f":"C13","v":"Samstag"}]
[null,null,{"$f":"Begriffe!B299","v":"Sonntag"},null,null,null,null,null,{"$f":"C14","v":"Sonntag"}]
[]
[{"$f":"Begriffe!B302","v":"Parameter"},null,{"$f":"Begriffe!B303","v":"Heizgrenze"},null,null,null,{"$f":"A16","v":"Parameter"},null,{"$f":"C16","v":"Heizgrenze"}]
[null,null,{"$f":"Begriffe!B304","v":"Heigrenze abgesenkt"},null,null,null,null,null,{"$f":"C17","v":"Heigrenze abgesenkt"}]
[null,null,{"$f":"Begriffe!B305","v":"Raumtemperatur"},null,null,null,null,null,{"$f":"C18","v":"Raumtemperatur"},null,null,null,null,null,{"$f":"L51","v":"Nutzenergie"},{"$f":"O51","v":0},{"$f":"Q51","v":0}]
[null,null,{"$f":"Begriffe!B306","v":"Gebäudezeitkonstante"},null,null,null,null,null,{"$f":"C19","v":"Gebäudezeitkonstante"},null,null,null,null,null,{"$f":"L52","v":"Elektrizität Pumpen"},{"$f":"O52","v":0},{"$f":"Q52","v":0}]
[null,null,{"$f":"Begriffe!B307","v":"Pumpenstufe"},null,null,null,null,null,{"$f":"C20","v":"Pumpenstufe"}]
[]
[{"$f":"Begriffe!B308","v":"Heizkurve"},null,{"$f":"Begriffe!B309","v":"Aussentemp."},{"$f":"Begriffe!B310","v":"Vorlauftemp."},{"$f":"Begriffe!B311","v":"Vorlauftemp. Red."},null,{"$f":"A22","v":"Heizkurve"},null,{"$f":"C22","v":"Aussentemp."},{"$f":"D22","v":"Vorlauftemp."},{"$f":"E22","v":"Vorlauftemp. Red."}]
[]
[]
[]
[]
[]
[]
[null,null,null,null,null,null,null,null,null,null,null,null,null,null,null,{"$f":"Begriffe!B318","v":"Bestehend"},{"$f":"Begriffe!B319","v":"Optimiert"},{"$f":"Begriffe!B320","v":"Einsparung"}]
[null,null,null,null,null,null,null,null,null,null,null,null,null,{"$f":"Begriffe!B316","v":"Nutzenergie"},null,{"$f":"N51","v":0},{"$f":"P51","v":0},{"$f":"P30-Q30","v":0},{"$f":"ROUND(O51,-1)-ROUND(Q51,-1)","v":0},{"$f":"R30/P30","v":{"$error":"#DIV/0!"}}]
[null,null,null,null,null,null,null,null,null,null,null,null,null,{"$f":"Begriffe!B317","v":"Hilfsenergie"},null,{"$f":"N52","v":0},{"$f":"P52","v":0},{"$f":"P31-Q31","v":0},{"$f":"ROUND(O52,-1)-ROUND(Q52,-1)","v":0},{"$f":"R31/P31","v":{"$error":"#DIV/0!"}}]
[]
[]
[null,null,null,null,null,null,null,null,null,null,null,{"$f":"Begriffe!B321","v":"Energieverbrauch "},null,null,null,null,null,{"$f":"Begriffe!B328","v":"Heizgradtage"}]
[null,null,null,null,null,null,null,null,null,null,null,null,{"$f":"Begriffe!B322","v":"Berechnet"},null,null,{"$f":"P30","v":0},null,null,{"$f":"Begriffe!B329","v":"Heizgradtage"},null,null,{"$f":"WE!D31","v":0}]
[null,null,null,null,null,null,null,null,null,null,null,null,{"$f":"Begriffe!B323","v":"Real"},null,null,null,null,null,{"$f":"Begriffe!B330","v":"Norm Heizgradtage "},null,null,{"$f":"WE!E31","v":0}]
[null,null,null,null,null,null,null,null,null,null,null,null,{"$f":"Begriffe!B324","v":"Normiert"},null,null,{"$f":"IFERROR(P36/$V$35*$V$36,0)","v":0}]
[null,null,null,null,null,null,null,null,null,null,null,{"$f":"Begriffe!B325","v":"Korrekturfaktor"},{"$f":"Begriffe!B326","v":"Abweichung"},null,null,{"$f":"IFERROR(P37/P35,\" \")","v":" "}]
[null,null,null,null,null,null,null,null,null,null,null,null,{"$f":"Begriffe!B327","v":"Korrekturfaktor"},null,null,1]
[null,{"$f":"E16","v":0},{"$f":"E17","v":0},100,null,null,null,{"$f":"K16","v":0},{"$f":"K17","v":0},100]
[null,{"$f":"E16","v":0},{"$f":"C40","v":0},0,null,null,null,{"$f":"H40","v":0},{"$f":"I40","v":0},0]
[]
[]
[]
[]
[]
["Eingabe",null,null,null,null,null,null,null,null,null,null,"Ergebnisse"]
["Grundlage Berechnung",null,null,"alt","optimiert",{"$f":"MID(CELL(\"dateiname\",A1),FIND(\"]\",CELL(\"dateiname\",A1))+1,255)","v":"H06"},{"$f":"VLOOKUP(F48,Heizung!A15:C24,3,FALSE)","v":"nein"},null,"Min",{"$f":"MIN(D23:E26,J23:K26)","v":0},null,"Energieverbrauch ",null,"Bestehend",null,"Optimiert"]
["Kennwerte:","Beheizte Fläche",null,50,50,null,{"$f":"G53","v":"ja"},null,"Max",{"$f":"MAX(D23:E26,J23:K26)","v":0},null,null,null,"Nutzenergie","Kosten","Nutzenergie","Kosten"]
[null,"Aussentemperatur Auslegung",null,{"$f":"VLOOKUP(Startblatt!C6,Klimadaten!B4:I43,8,TRUE)","v":{"$error":"#N/A"}},{"$f":"D50","v":{"$error":"#N/A"}},null,null,null,null,null,null,null,null,"[kWh]","[CHF/a]","[kWh]","[CHF/a]"]
[null,"Vorlauftemp. bei Auslegung",null,{"$f":"IF(E5=\"\",D5,E5)","v":""},{"$f":"D51","v":""},null,null,null,null,null,null,"Nutzenergie",null,0,0,0,0]
[null,"Rücklauftemp. bei Auslegung",null,{"$f":"IF(D51=0,0,IF(E6=\"\",D51-IF(D51>Grundlagendaten!H37,Grundlagendaten!J37,IF(AND(Grundlagendaten!H38<=D51,D51<=Grundlagendaten!I38),Grundlagendaten!J38,IF(AND(Grundlagendaten!H39<=D51,D51<=Grundlagendaten!I39),10,Grundlagendaten!J40))),E6))","v":{"$error":"#VALUE!"}},{"$f":"D52","v":{"$error":"#VALUE!"}},null,{"$f":"Begriffe!B76","v":"nein"},null,null,null,null,"Elektrizität Pumpen",null,0,0,0,0]
[null,"Wärmebedarf \nbei Aussentemperatur",null,{"$f":"E4*0.65","v":{"$error":"#VALUE!"}},null,null,{"$f":"Begriffe!B77","v":"ja"},null,null,null,null,"Daten für WE"]
[null,"Länge Leitungsnetz gedämmt",null,{"$f":"D53*2.2*0.9","v":{"$error":"#VALUE!"}},{"$f":"D54","v":{"$error":"#VALUE!"}},null,null,null,null,null,null,"BZ","Bestehend","Optimiert"]
[null,"Länge Leitungsnetz ungedämmt",null,{"$f":"D53*2.2*0.1","v":{"$error":"#VALUE!"}},{"$f":"D55","v":{"$error":"#VALUE!"}},null,null,null,null,null,null,"N: Mo-Fr. von","00:00:00","00:00:00"]
[null,"Durchmesser Leitungsnetz",null,{"$f":"IF(E7=\"\",0.1247*D53+ 37.983,VLOOKUP(E7,Grundlagendaten!A39:D53,3,FALSE))","v":{"$error":"#VALUE!"}},{"$f":"D56","v":{"$error":"#VALUE!"}},null,null,null,null,null,null,"N: Mo-Fr. bis","23:59:00","23:59:00"]
[null,"Volumenstrom Gruppe bei Auslegetemp.",null,{"$f":"IF(G48=G49,K4,D53/((D51-D52)*1.163))","v":{"$error":"#VALUE!"}},{"$f":"D57","v":{"$error":"#VALUE!"}},null,null,null,null,null,null,"N: Sa von","00:00:00","00:00:00"]
[null,"Leistung der Pumpe",null,{"$f":"IF(G48=G49,K5/1000,D53*0.001)","v":{"$error":"#VALUE!"}},{"$f":"D58","v":{"$error":"#VALUE!"}},null,null,null,null,null,null,"N: Sa bis","23:59:00","23:59:00"]
[null,"Art der Heizgruppe",null,"konstanter Volumenstrom",null,null,null,null,null,null,null,"N: So von","00:00:00","00:00:00"]
["Regulierung:","Regulierung der Pumpe",null,"mit FU","mit FU",null,null,null,null,null,null,"N: So bis","23:59:00","23:59:00"]
[null,"Regulierung der Raumtemperatur",null,{"$f":"IF(J6=\"\",Begriffe!B292,J6)","v":"Einzelraum"},{"$f":"D61","v":"Einzelraum"},null,null,null,null,null,null,"R: Mo-Fr. von","00:00:00","00:00:00"]
["Parameter:","Art des Wärmebedarfs ",null,"Raumwärme","Raumwärme",null,null,null,null,null,null,"R: Mo-Fr. bis","00:00:00","00:00:00"]
[null,"Heizgrenze",null,{"$f":"E16","v":0},{"$f":"K16","v":0},null,null,null,null,null,null,"R: Sa von","00:00:00","00:00:00"]
[null,"Heizgrenze abgsenkt",null,{"$f":"IF(E17=\"\",E16,E17)","v":0},{"$f":"IF(K17=\"\",K16,K17)","v":0},null,null,null,null,null,null,"R: Sa bis","00:00:00","00:00:00"]
[null,"Gebäudezeitkonstante",null,{"$f":"E19","v":0},{"$f":"K19","v":0},null,null,null,null,null,null,"R: So von","00:00:00","00:00:00"]
[null,"Raumtemperatur",null,{"$f":"IF(E18=\"\",22,E18)","v":22},{"$f":"IF(K18=\"\",22,K18)","v":22},null,null,null,null,null,null,"R: So bis","00:00:00","00:00:00"]
["Kontrolle / Korrektur","Zeitfaktor Regulierung Druckdifferenz",null,1,null,null,null,null,null,null,null,null,"Leistung kW",null,"Energieverbrauch kWh",null,"Vorlauftemp. Normal",null,"Vorlauftemp. Reduziert"]
["Faktoren für Berechnung","Reduktion Raumtemp. bei Einzelraumreg.",null,1,"K",null,null,null,null,null,null,null,"Bestehend","Optimiert","Bestehend","Optimiert","Bestehend","Optimiert","Bestehend","Optimiert"]
[null,"Reduktion Max. Leistung bei Prozesskälte",null,0.8,null,null,null,null,null,null,null,-25,0,0,0,0,0,0,0,0]
[null,"Delta RT durch internen Lasten",null,0,"K",null,null,null,null,null,null,-24,0,0,0,0,0,0,0,0]
[null,"Reduktionsfaktor Pumpe mit FU",null,0.5,null,null,null,null,null,null,null,-23,0,0,0,0,0,0,0,0]
[null,"Technikraumtemperatur",null,20,"°C",null,null,null,null,null,null,-22,0,0,0,0,0,0,0,0]
[null,"Anzahl Tage bei Regulierung \"Hand\"",null,365,"Tage/Jahr",null,null,null,null,null,null,-21,0,0,0,0,0,0,0,0]
[null,"Korrektur Faktor Energieverbrauch",null,{"$f":"P39*WE!$D$33","v":1},null,null,null,null,null,null,null,-20,0,0,0,0,0,0,0,0]
[null,"Raumtemperatur bei Auslegung",null,20,null,null,null,null,null,null,null,-19,0,0,0,0,0,0,0,0]
["Betriebszeiten:",null,"Mo - Fr.",null,"Sa",null,"So",null,null,null,null,-18,0,0,0,0,0,0,0,0]
["alt",null,"von","bis","von","bis","von","bis",null,null,null,-17,0,0,0,0,0,0,0,0]
[null,"Normal","00:00:00",{"$f":"IF(D12=\"\",D86,IF(D12<E12,D12,0))","v":"23:59:00"},"00:00:00",{"$f":"IF(D13=\"\",F86,IF(D13<E13,D13,0))","v":"23:59:00"},"00:00:00",{"$f":"IF(D14=\"\",H86,IF(D14<E14,D14,0))","v":"23:59:00"},null,null,null,-16,0,0,0,0,0,0,0,0]
[null,null,{"$f":"E12","v":"00:00:00"},{"$f":"IF(D78=D86,0,IF(D12>E12,D12,\"23:59\"))","v":"00:00:00"},{"$f":"E13","v":"00:00:00"},{"$f":"IF(F78=F86,0,IF(D13>E13,D13,\"23:59\"))","v":"00:00:00"},{"$f":"E14","v":"00:00:00"},{"$f":"IF(H78=H86,0,IF(D14>E14,D14,\"23:59\"))","v":"00:00:00"},null,null,null,-15,0,0,0,0,0,0,0,0]
[null,null,null,null,null,null,null,null,null,null,null,-14,0,0,0,0,0,0,0,0]
[null,null,null,null,null,null,null,null,null,null,null,-13,0,0,0,0,0,0,0,0]
[null,"Abgesenkt",{"$f":"IF(D12<E12,D12,0)","v":"00:00:00"},{"$f":"E12","v":"00:00:00"},{"$f":"IF(D13<E13,D13,0)","v":"00:00:00"},{"$f":"E13","v":"00:00:00"},{"$f":"IF(D14<E14,D14,0)","v":"00:00:00"},{"$f":"E14","v":"00:00:00"},null,null,null,-12,0,0,0,0,0,0,0,0]
[null,null,{"$f":"IF(D12>E12,D12,0)","v":"00:00:00"},{"$f":"IF(C83=0,0,D86)","v":"00:00:00"},{"$f":"IF(D13>E13,D13,0)","v":"00:00:00"},{"$f":"IF(E83=0,0,F86)","v":"00:00:00"},{"$f":"IF(D14>E14,D14,0)","v":"00:00:00"},{"$f":"IF(G83=0,0,H86)","v":"00:00:00"},null,null,null,-11,0,0,0,0,0,0,0,0]
[null,null,null,null,null,null,null,null,null,null,null,-10,0,0,0,0,0,0,0,0]
[null,null,null,null,null,null,null,null,null,null,null,-9,0,0,0,0,0,0,0,0]
[null,"Plausibilitätstest",{"$f":"IF((SUM(D78:D85)-SUM(C78:C85))<1,\"i.O\",\"Zuviele Stunden!\")","v":"i.O"},"23:59:00",{"$f":"IF((SUM(F78:F85)-SUM(E79:E85))<1,\"i.O\",\"Zuviele Stunden!\")","v":"i.O"},{"$f":"D86","v":"23:59:00"},{"$f":"IF((SUM(H78:H85)-SUM(G79:G85))<1,\"i.O\",\"Zuviele Stunden!\")","v":"i.O"},{"$f":"F86","v":"23:59:00"},null,null,null,-8,0,0,0,0,0,0,0,0]
["optimiert",null,"Mo - Fr.",null,"Sa",null,"So",null,null,null,null,-7,0,0,0,0,0,0,0,0]
[null,null,"von","bis","von","bis","von","bis",null,null,null,-6,0,0,0,0,0,0,0,0]
[null,"Normal","00:00:00",{"$f":"IF(J12=\"\",D97,IF(J12<K12,J12,0))","v":"23:59:00"},"00:00:00",{"$f":"IF(J13=\"\",F97,IF(J13<K13,J13,0))","v":"23:59:00"},"00:00:00",{"$f":"IF(J14=\"\",H97,IF(J14<K14,J14,0))","v":"23:59:00"},null,null,null,-5,0,0,0,0,0,0,0,0]
[null,null,{"$f":"IF(J12<K12,K12,K12)","v":"00:00:00"},{"$f":"IF(D89=D97,0,IF(J12>K12,J12,\"23:59\"))","v":"00:00:00"},{"$f":"IF(J13<K13,K13,K13)","v":"00:00:00"},{"$f":"IF(F89=F97,0,IF(J13>K13,J13,\"23:59\"))","v":"00:00:00"},{"$f":"K14","v":"00:00:00"},{"$f":"IF(H89=H97,0,IF(J14>K14,J14,\"23:59\"))","v":"00:00:00"},null,null,null,-4,0,0,0,0,0,0,0,0]
[null,null,null,null,null,null,null,null,null,null,null,-3,0,0,0,0,0,0,0,0]
[null,null,null,null,null,null,null,null,null,null,null,-2,0,0,0,0,0,0,0,0]
[null,"Abgesenkt",{"$f":"IF(J12<K12,J12,0)","v":"00:00:00"},{"$f":"K12","v":"00:00:00"},{"$f":"IF(J13<K13,J13,0)","v":"00:00:00"},{"$f":"K13","v":"00:00:00"},{"$f":"IF(J14<K14,J14,0)","v":"00:00:00"},{"$f":"K14","v":"00:00:00"},null,null,null,-1,0,0,0,0,0,0,0,0]
[null,null,{"$f":"IF(J12>K12,J12,0)","v":"00:00:00"},{"$f":"IF(C94=0,0,D97)","v":"00:00:00"},{"$f":"IF(J13>K13,J13,0)","v":"00:00:00"},{"$f":"IF(E94=0,0,F97)","v":"00:00:00"},{"$f":"IF(J14>K14,J14,0)","v":"00:00:00"},{"$f":"IF(G94=0,0,H97)","v":"00:00:00"},null,null,null,0,0,0,0,0,0,0,0,0]
[null,null,null,null,null,null,null,null,null,null,null,1,0,0,0,0,0,0,0,0]
[null,null,null,null,null,null,null,null,null,null,null,2,0,0,0,0,0,0,0,0]
[null,"Plausibilitätstest",{"$f":"IF((SUM(D89:D96)-SUM(C90:C96))<1,\"i.O\",\"Zuviele Stunden!\")","v":"i.O"},{"$f":"D86","v":"23:59:00"},{"$f":"IF((SUM(F89:F96)-SUM(E90:E96))<1,\"i.O\",\"Zuviele Stunden!\")","v":"i.O"},{"$f":"F86","v":"23:59:00"},{"$f":"IF((SUM(H89:H96)-SUM(G90:G96))<1,\"i.O\",\"Zuviele Stunden!\")","v":"i.O"},{"$f":"H86","v":"23:59:00"},null,null,null,3,0,0,0,0,0,0,0,0]
["Heizkurve","Normal",null,null,"Abgesenkt",null,null,null,null,null,null,4,0,0,0,0,0,0,0,0]
["alt","tA ","tVL ",null,"tA ","tVL ",null,null,null,null,null,5,0,0,0,0,0,0,0,0]
[null,{"$f":"IF($G$48=$G$49,C23,C24-2)","v":-2},{"$f":"IF(G48=G49,D23,D24)","v":0},null,{"$f":"IF($G$48=$G$49,C23,C24-2)","v":-2},{"$f":"IF(G48=G49,E23,E24)","v":0},null,null,null,null,null,6,0,0,0,0,0,0,0,0]
[null,{"$f":"C24","v":0},{"$f":"D24","v":0},null,{"$f":"C24","v":0},{"$f":"E24","v":0},null,null,null,null,null,7,0,0,0,0,0,0,0,0]
[null,{"$f":"C25","v":0},{"$f":"D25","v":0},null,{"$f":"C25","v":0},{"$f":"E25","v":0},null,null,null,null,null,8,0,0,0,0,0,0,0,0]
[null,{"$f":"IF($G$48=$G$49,C26,C25+2)","v":2},{"$f":"IF($G$48=$G$49,D26,D25)","v":0},null,{"$f":"IF($G$48=$G$49,C26,C25+2)","v":2},{"$f":"IF($G$48=$G$49,E26,E25)","v":0},null,null,null,null,null,9,0,0,0,0,0,0,0,0]
[null,"Normal",null,null,"Abgesenkt",null,null,null,null,null,null,10,0,0,0,0,0,0,0,0]
["optimiert","tA ","tVL ",null,"tA ","tVL ",null,null,null,null,null,11,0,0,0,0,0,0,0,0]
[null,{"$f":"IF($G$48=$G$49,I23,I24-2)","v":-2},{"$f":"IF($G$48=$G$49,J23,J24)","v":0},null,{"$f":"IF($G$48=$G$49,I23,I24-2)","v":-2},{"$f":"IF($G$48=$G$49,K23,K24)","v":0},null,null,null,null,null,12,0,0,0,0,0,0,0,0]
[null,{"$f":"I24","v":0},{"$f":"J24","v":0},null,{"$f":"I24","v":0},{"$f":"K24","v":0},null,null,null,null,null,13,0,0,0,0,0,0,0,0]
[null,{"$f":"I25","v":0},{"$f":"J25","v":0},null,{"$f":"I25","v":0},{"$f":"K25","v":0},null,null,null,null,null,14,0,0,0,0,0,0,0,0]
[null,{"$f":"IF($G$48=$G$49,I26,I25+2)","v":2},{"$f":"IF($G$48=$G$49,J26,J25)","v":0},null,{"$f":"IF($G$48=$G$49,I26,I25+2)","v":2},{"$f":"IF($G$48=$G$49,K26,K25)","v":0},null,null,null,null,null,15,0,0,0,0,0,0,0,0]
[null,null,null,null,null,null,null,null,null,null,null,16,0,0,0,0,0,0,0,0]
[null,null,null,null,null,null,null,null,null,null,null,17,0,0,0,0,0,0,0,0]
[null,null,null,null,null,null,null,null,null,null,null,18,0,0,0,0,0,0,0,0]
[null,null,null,null,null,null,null,null,null,null,null,19,0,0,0,0,0,0,0,0]
[null,null,null,null,null,null,null,null,null,null,null,20,0,0,0,0,0,0,0,0]
[null,null,null,null,null,null,null,null,null,null,null,21,0,0,0,0,0,0,0,0]
[null,null,null,null,null,null,null,null,null,null,null,22,0,0,0,0,0,0,0,0]
[null,null,null,null,null,null,null,null,null,null,null,23,0,0,0,0,0,0,0,0]
[null,null,null,null,null,null,null,null,null,null,null,24,0,0,0,0,0,0,0,0]
[null,null,null,null,null,null,null,null,null,null,null,25,0,0,0,0,0,0,0,0]
[null,null,null,null,null,null,null,null,null,null,null,26,0,0,0,0,0,0,0,0]
[null,null,null,null,null,null,null,null,null,null,null,27,0,0,0,0,0,0,0,0]
[null,null,null,null,null,null,null,null,null,null,null,28,0,0,0,0,0,0,0,0]
[null,null,null,null,null,null,null,null,null,null,null,29,0,0,0,0,0,0,0,0]
[null,null,null,null,null,null,null,null,null,null,null,30,0,0,0,0,0,0,0,0]
[null,null,null,null,null,null,null,null,null,null,null,31,0,0,0,0,0,0,0,0]
[null,null,null,null,null,null,null,null,null,null,null,32,0,0,0,0,0,0,0,0]
[null,null,null,null,null,null,null,null,null,null,null,33,0,0,0,0,0,0,0,0]
[null,null,null,null,null,null,null,null,null,null,null,34,0,0,0,0,0,0,0,0]
[null,null,null,null,null,null,null,null,null,null,null,35,0,0,0,0,0,0,0,0]

{"sheet":"H07","index":10,"n_rows":129,"n_cols":22,"rows_kept":129,"cut":false,"hidden":true,"merged":[[0,8,0,9],[0,19,0,20],[3,11,7,21],[5,9,5,10],[6,9,6,10]]}
[{"$f":"Begriffe!B278&\" \"&Heizung!B21&\" \"&Begriffe!B279","v":"Heizgruppe  Detail"},null,null,{"$f":"Begriffe!B280","v":"Status"},{"$f":"IF(OR(E4=\"\",K4=\"\",K5=\"\",J6=\"\",E16=\"\",K16=\"\",C23=\"\",C24=\"\",C25=\"\",C26=\"\",D23=\"\",D24=\"\",D25=\"\",D26=\"\",I23=\"\",I24=\"\",I25=\"\",I26=\"\",J23=\"\",J24=\"\",J25=\"\",J26=\"\"),1,0)","v":1},null,null,{"$f":"Begriffe!B281","v":"Verantwortlicher"},null,null,{"$f":"Einführung!K1","v":"V 1.0.0"},{"$f":"A1","v":"Heizgruppe  Detail"},null,null,null,null,null,null,{"$f":"H1","v":"Verantwortlicher"},{"$f":"IF(I1=\"\",\"\",I1)","v":""},null,{"$f":"Einführung!K1","v":"V 1.0.0"}]
[]
[{"$f":"Begriffe!B282","v":"Technische Daten"},null,null,null,null,null,null,null,null,null,null,{"$f":"Begriffe!B312","v":"Hinweise"}]
[{"$f":"Begriffe!B283","v":"Wärmeleistung Heizgruppe"},null,null,{"$f":"IF(IFERROR((E5-E6)*K4*1.163,\"\")=0,\"\",IFERROR((E5-E6)*K4*1.163,\"\"))","v":""},"",null,{"$f":"Begriffe!B287","v":"Volumenstrom"},null,null,{"$f":"IFERROR(IF(OR(E5=\"\",E6=\"\"),(E4/((D5-D6)*1.163)),(E4/((E5-E6)*1.163))),\"\")","v":""}]
[{"$f":"Begriffe!B284","v":"Vorlauftemperatur bei Auslegung"},null,null,{"$f":"IF(E5=\"\",IF(J49<=0,\"\",J49),\"\")","v":""},null,null,{"$f":"Begriffe!B288","v":"max. Leistungsaufnahme Pumpe"}]
[{"$f":"Begriffe!B285","v":"Rücklauftemperatur bei Auslegung"},null,null,{"$f":"IF(E6=\"\",IF(IFERROR(D52,0)<=0,\"\",D52),\"\")","v":""},null,null,{"$f":"Begriffe!B289","v":"Art der Raumregulierung"}]
[{"$f":"Begriffe!B286","v":"Rohrdimension (Schätzung Wärmeleistung)"},null,null,{"$f":"IF(E7=\"\",\"\",IF((E5-E6)<=0,0.0127*E7^2.114,IF((E5-E6)<=7,0.0088*E7^2.1161,IF((E5-E6)<=10,0.0127*E7^2.114,IF((E5-E6)<=15,0.0195*E7^2.1077,0.0257*E7^2.1107)))))","v":""},null,null,{"$f":"Begriffe!B293","v":"Raumnutzung"}]
[]
[{"$f":"Begriffe!B294","v":"Bestehend"},null,null,null,null,null,{"$f":"Begriffe!B295","v":"Optimiert"}]
[null,null,null,null,null,null,null,null,null,null,null,{"$f":"Begriffe!B313","v":"Energieverbrauch und Energiekosten"}]
[{"$f":"Begriffe!B296","v":"Betriebszeiten Absenkung"},null,null,{"$f":"Begriffe!B300","v":"von"},{"$f":"Begriffe!B301","v":"bis"},null,{"$f":"A11","v":"Betriebszeiten Absenkung"},null,null,{"$f":"D11","v":"von"},{"$f":"E11","v":"bis"}]
[null,null,{"$f":"Begriffe!B297","v":"Mo.-Fr. "},null,null,null,null,null,{"$f":"C12","v":"Mo.-Fr. "},null,null,null,{"$f":"Begriffe!B314","v":"Kosten Nutzenergie"},null,null,null,null,{"$f":"Begriffe!B315","v":"Kosten Hilfsenergie [Elektrizität] "}]
[null,null,{"$f":"Begriffe!B298","v":"Samstag"},null,null,null,null,null,{"$f":"C13","v":"Samstag"}]
[null,null,{"$f":"Begriffe!B299","v":"Sonntag"},null,null,null,null,null,{"$f":"C14","v":"Sonntag"}]
[]
[{"$f":"Begriffe!B302","v":"Parameter"},null,{"$f":"Begriffe!B303","v":"Heizgrenze"},null,null,null,{"$f":"A16","v":"Parameter"},null,{"$f":"C16","v":"Heizgrenze"}]
[null,null,{"$f":"Begriffe!B304","v":"Heigrenze abgesenkt"},null,null,null,null,null,{"$f":"C17","v":"Heigrenze abgesenkt"}]
[null,null,{"$f":"Begriffe!B305","v":"Raumtemperatur"},null,null,null,null,null,{"$f":"C18","v":"Raumtemperatur"},null,null,null,null,null,{"$f":"L51","v":"Nutzenergie"},{"$f":"O51","v":0},{"$f":"Q51","v":0}]
[null,null,{"$f":"Begriffe!B306","v":"Gebäudezeitkonstante"},null,null,null,null,null,{"$f":"C19","v":"Gebäudezeitkonstante"},null,null,null,null,null,{"$f":"L52","v":"Elektrizität Pumpen"},{"$f":"O52","v":0},{"$f":"Q52","v":0}]
[null,null,{"$f":"Begriffe!B307","v":"Pumpenstufe"},null,null,null,null,null,{"$f":"C20","v":"Pumpenstufe"}]
[]
[{"$f":"Begriffe!B308","v":"Heizkurve"},null,{"$f":"Begriffe!B309","v":"Aussentemp."},{"$f":"Begriffe!B310","v":"Vorlauftemp."},{"$f":"Begriffe!B311","v":"Vorlauftemp. Red."},null,{"$f":"A22","v":"Heizkurve"},null,{"$f":"C22","v":"Aussentemp."},{"$f":"D22","v":"Vorlauftemp."},{"$f":"E22","v":"Vorlauftemp. Red."}]
[]
[]
[]
[]
[]
[]
[null,null,null,null,null,null,null,null,null,null,null,null,null,null,null,{"$f":"Begriffe!B318","v":"Bestehend"},{"$f":"Begriffe!B319","v":"Optimiert"},{"$f":"Begriffe!B320","v":"Einsparung"}]
[null,null,null,null,null,null,null,null,null,null,null,null,null,{"$f":"Begriffe!B316","v":"Nutzenergie"},null,{"$f":"N51","v":0},{"$f":"P51","v":0},{"$f":"P30-Q30","v":0},{"$f":"ROUND(O51,-1)-ROUND(Q51,-1)","v":0},{"$f":"R30/P30","v":{"$error":"#DIV/0!"}}]
[null,null,null,null,null,null,null,null,null,null,null,null,null,{"$f":"Begriffe!B317","v":"Hilfsenergie"},null,{"$f":"N52","v":0},{"$f":"P52","v":0},{"$f":"P31-Q31","v":0},{"$f":"ROUND(O52,-1)-ROUND(Q52,-1)","v":0},{"$f":"R31/P31","v":{"$error":"#DIV/0!"}}]
[]
[]
[null,null,null,null,null,null,null,null,null,null,null,{"$f":"Begriffe!B321","v":"Energieverbrauch "},null,null,null,null,null,{"$f":"Begriffe!B328","v":"Heizgradtage"}]
[null,null,null,null,null,null,null,null,null,null,null,null,{"$f":"Begriffe!B322","v":"Berechnet"},null,null,{"$f":"P30","v":0},null,null,{"$f":"Begriffe!B329","v":"Heizgradtage"},null,null,{"$f":"WE!D31","v":0}]
[null,null,null,null,null,null,null,null,null,null,null,null,{"$f":"Begriffe!B323","v":"Real"},null,null,null,null,null,{"$f":"Begriffe!B330","v":"Norm Heizgradtage "},null,null,{"$f":"WE!E31","v":0}]
[null,null,null,null,null,null,null,null,null,null,null,null,{"$f":"Begriffe!B324","v":"Normiert"},null,null,{"$f":"IFERROR(P36/$V$35*$V$36,0)","v":0}]
[null,null,null,null,null,null,null,null,null,null,null,{"$f":"Begriffe!B325","v":"Korrekturfaktor"},{"$f":"Begriffe!B326","v":"Abweichung"},null,null,{"$f":"IFERROR(P37/P35,\" \")","v":" "}]
[null,null,null,null,null,null,null,null,null,null,null,null,{"$f":"Begriffe!B327","v":"Korrekturfaktor"},null,null,1]
[null,{"$f":"E16","v":0},{"$f":"E17","v":0},100,null,null,null,{"$f":"K16","v":0},{"$f":"K17","v":0},100]
[null,{"$f":"E16","v":0},{"$f":"C40","v":0},0,null,null,null,{"$f":"H40","v":0},{"$f":"I40","v":0},0]
[]
[]
[]
[]
[]
["Eingabe",null,null,null,null,null,null,null,null,null,null,"Ergebnisse"]
["Grundlage Berechnung",null,null,"alt","optimiert",{"$f":"MID(CELL(\"dateiname\",A1),FIND(\"]\",CELL(\"dateiname\",A1))+1,255)","v":"H07"},{"$f":"VLOOKUP(F48,Heizung!A15:C24,3,FALSE)","v":"nein"},null,"Min",{"$f":"MIN(D23:E26,J23:K26)","v":0},null,"Energieverbrauch ",null,"Bestehend",null,"Optimiert"]
["Kennwerte:","Beheizte Fläche",null,50,50,null,{"$f":"G53","v":"ja"},null,"Max",{"$f":"MAX(D23:E26,J23:K26)","v":0},null,null,null,"Nutzenergie","Kosten","Nutzenergie","Kosten"]
[null,"Aussentemperatur Auslegung",null,{"$f":"VLOOKUP(Startblatt!C6,Klimadaten!B4:I43,8,TRUE)","v":{"$error":"#N/A"}},{"$f":"D50","v":{"$error":"#N/A"}},null,null,null,null,null,null,null,null,"[kWh]","[CHF/a]","[kWh]","[CHF/a]"]
[null,"Vorlauftemp. bei Auslegung",null,{"$f":"IF(E5=\"\",D5,E5)","v":""},{"$f":"D51","v":""},null,null,null,null,null,null,"Nutzenergie",null,0,0,0,0]
[null,"Rücklauftemp. bei Auslegung",null,{"$f":"IF(D51=0,0,IF(E6=\"\",D51-IF(D51>Grundlagendaten!H37,Grundlagendaten!J37,IF(AND(Grundlagendaten!H38<=D51,D51<=Grundlagendaten!I38),Grundlagendaten!J38,IF(AND(Grundlagendaten!H39<=D51,D51<=Grundlagendaten!I39),10,Grundlagendaten!J40))),E6))","v":{"$error":"#VALUE!"}},{"$f":"D52","v":{"$error":"#VALUE!"}},null,{"$f":"Begriffe!B76","v":"nein"},null,null,null,null,"Elektrizität Pumpen",null,0,0,0,0]
[null,"Wärmebedarf \nbei Aussentemperatur",null,{"$f":"E4*0.65","v":{"$error":"#VALUE!"}},null,null,{"$f":"Begriffe!B77","v":"ja"},null,null,null,null,"Daten für WE"]
[null,"Länge Leitungsnetz gedämmt",null,{"$f":"D53*2.2*0.9","v":{"$error":"#VALUE!"}},{"$f":"D54","v":{"$error":"#VALUE!"}},null,null,null,null,null,null,"BZ","Bestehend","Optimiert"]
[null,"Länge Leitungsnetz ungedämmt",null,{"$f":"D53*2.2*0.1","v":{"$error":"#VALUE!"}},{"$f":"D55","v":{"$error":"#VALUE!"}},null,null,null,null,null,null,"N: Mo-Fr. von","00:00:00","00:00:00"]
[null,"Durchmesser Leitungsnetz",null,{"$f":"IF(E7=\"\",0.1247*D53+ 37.983,VLOOKUP(E7,Grundlagendaten!A39:D53,3,FALSE))","v":{"$error":"#VALUE!"}},{"$f":"D56","v":{"$error":"#VALUE!"}},null,null,null,null,null,null,"N: Mo-Fr. bis","23:59:00","23:59:00"]
[null,"Volumenstrom Gruppe bei Auslegetemp.",null,{"$f":"IF(G48=G49,K4,D53/((D51-D52)*1.163))","v":{"$error":"#VALUE!"}},{"$f":"D57","v":{"$error":"#VALUE!"}},null,null,null,null,null,null,"N: Sa von","00:00:00","00:00:00"]
[null,"Leistung der Pumpe",null,{"$f":"IF(G48=G49,K5/1000,D53*0.001)","v":{"$error":"#VALUE!"}},{"$f":"D58","v":{"$error":"#VALUE!"}},null,null,null,null,null,null,"N: Sa bis","23:59:00","23:59:00"]
[null,"Art der Heizgruppe",null,"konstanter Volumenstrom",null,null,null,null,null,null,null,"N: So von","00:00:00","00:00:00"]
["Regulierung:","Regulierung der Pumpe",null,"mit FU","mit FU",null,null,null,null,null,null,"N: So bis","23:59:00","23:59:00"]
[null,"Regulierung der Raumtemperatur",null,{"$f":"IF(J6=\"\",Begriffe!B292,J6)","v":"Einzelraum"},{"$f":"D61","v":"Einzelraum"},null,null,null,null,null,null,"R: Mo-Fr. von","00:00:00","00:00:00"]
["Parameter:","Art des Wärmebedarfs ",null,"Raumwärme","Raumwärme",null,null,null,null,null,null,"R: Mo-Fr. bis","00:00:00","00:00:00"]
[null,"Heizgrenze",null,{"$f":"E16","v":0},{"$f":"K16","v":0},null,null,null,null,null,null,"R: Sa von","00:00:00","00:00:00"]
[null,"Heizgrenze abgsenkt",null,{"$f":"IF(E17=\"\",E16,E17)","v":0},{"$f":"IF(K17=\"\",K16,K17)","v":0},null,null,null,null,null,null,"R: Sa bis","00:00:00","00:00:00"]
[null,"Gebäudezeitkonstante",null,{"$f":"E19","v":0},{"$f":"K19","v":0},null,null,null,null,null,null,"R: So von","00:00:00","00:00:00"]
[null,"Raumtemperatur",null,{"$f":"IF(E18=\"\",22,E18)","v":22},{"$f":"IF(K18=\"\",22,K18)","v":22},null,null,null,null,null,null,"R: So bis","00:00:00","00:00:00"]
["Kontrolle / Korrektur","Zeitfaktor Regulierung Druckdifferenz",null,1,null,null,null,null,null,null,null,null,"Leistung kW",null,"Energieverbrauch kWh",null,"Vorlauftemp. Normal",null,"Vorlauftemp. Reduziert"]
["Faktoren für Berechnung","Reduktion Raumtemp. bei Einzelraumreg.",null,1,"K",null,null,null,null,null,null,null,"Bestehend","Optimiert","Bestehend","Optimiert","Bestehend","Optimiert","Bestehend","Optimiert"]
[null,"Reduktion Max. Leistung bei Prozesskälte",null,0.8,null,null,null,null,null,null,null,-25,0,0,0,0,0,0,0,0]
[null,"Delta RT durch internen Lasten",null,0,"K",null,null,null,null,null,null,-24,0,0,0,0,0,0,0,0]
[null,"Reduktionsfaktor Pumpe mit FU",null,0.5,null,null,null,null,null,null,null,-23,0,0,0,0,0,0,0,0]
[null,"Technikraumtemperatur",null,20,"°C",null,null,null,null,null,null,-22,0,0,0,0,0,0,0,0]
[null,"Anzahl Tage bei Regulierung \"Hand\"",null,365,"Tage/Jahr",null,null,null,null,null,null,-21,0,0,0,0,0,0,0,0]
[null,"Korrektur Faktor Energieverbrauch",null,{"$f":"P39*WE!$D$33","v":1},null,null,null,null,null,null,null,-20,0,0,0,0,0,0,0,0]
[null,"Raumtemperatur bei Auslegung",null,20,null,null,null,null,null,null,null,-19,0,0,0,0,0,0,0,0]
["Betriebszeiten:",null,"Mo - Fr.",null,"Sa",null,"So",null,null,null,null,-18,0,0,0,0,0,0,0,0]
["alt",null,"von","bis","von","bis","von","bis",null,null,null,-17,0,0,0,0,0,0,0,0]
[null,"Normal","00:00:00",{"$f":"IF(D12=\"\",D86,IF(D12<E12,D12,0))","v":"23:59:00"},"00:00:00",{"$f":"IF(D13=\"\",F86,IF(D13<E13,D13,0))","v":"23:59:00"},"00:00:00",{"$f":"IF(D14=\"\",H86,IF(D14<E14,D14,0))","v":"23:59:00"},null,null,null,-16,0,0,0,0,0,0,0,0]
[null,null,{"$f":"E12","v":"00:00:00"},{"$f":"IF(D78=D86,0,IF(D12>E12,D12,\"23:59\"))","v":"00:00:00"},{"$f":"E13","v":"00:00:00"},{"$f":"IF(F78=F86,0,IF(D13>E13,D13,\"23:59\"))","v":"00:00:00"},{"$f":"E14","v":"00:00:00"},{"$f":"IF(H78=H86,0,IF(D14>E14,D14,\"23:59\"))","v":"00:00:00"},null,null,null,-15,0,0,0,0,0,0,0,0]
[null,null,null,null,null,null,null,null,null,null,null,-14,0,0,0,0,0,0,0,0]
[null,null,null,null,null,null,null,null,null,null,null,-13,0,0,0,0,0,0,0,0]
[null,"Abgesenkt",{"$f":"IF(D12<E12,D12,0)","v":"00:00:00"},{"$f":"E12","v":"00:00:00"},{"$f":"IF(D13<E13,D13,0)","v":"00:00:00"},{"$f":"E13","v":"00:00:00"},{"$f":"IF(D14<E14,D14,0)","v":"00:00:00"},{"$f":"E14","v":"00:00:00"},null,null,null,-12,0,0,0,0,0,0,0,0]
[null,null,{"$f":"IF(D12>E12,D12,0)","v":"00:00:00"},{"$f":"IF(C83=0,0,D86)","v":"00:00:00"},{"$f":"IF(D13>E13,D13,0)","v":"00:00:00"},{"$f":"IF(E83=0,0,F86)","v":"00:00:00"},{"$f":"IF(D14>E14,D14,0)","v":"00:00:00"},{"$f":"IF(G83=0,0,H86)","v":"00:00:00"},null,null,null,-11,0,0,0,0,0,0,0,0]
[null,null,null,null,null,null,null,null,null,null,null,-10,0,0,0,0,0,0,0,0]
[null,null,null,null,null,null,null,null,null,null,null,-9,0,0,0,0,0,0,0,0]
[null,"Plausibilitätstest",{"$f":"IF((SUM(D78:D85)-SUM(C78:C85))<1,\"i.O\",\"Zuviele Stunden!\")","v":"i.O"},"23:59:00",{"$f":"IF((SUM(F78:F85)-SUM(E79:E85))<1,\"i.O\",\"Zuviele Stunden!\")","v":"i.O"},{"$f":"D86","v":"23:59:00"},{"$f":"IF((SUM(H78:H85)-SUM(G79:G85))<1,\"i.O\",\"Zuviele Stunden!\")","v":"i.O"},{"$f":"F86","v":"23:59:00"},null,null,null,-8,0,0,0,0,0,0,0,0]
["optimiert",null,"Mo - Fr.",null,"Sa",null,"So",null,null,null,null,-7,0,0,0,0,0,0,0,0]
[null,null,"von","bis","von","bis","von","bis",null,null,null,-6,0,0,0,0,0,0,0,0]
[null,"Normal","00:00:00",{"$f":"IF(J12=\"\",D97,IF(J12<K12,J12,0))","v":"23:59:00"},"00:00:00",{"$f":"IF(J13=\"\",F97,IF(J13<K13,J13,0))","v":"23:59:00"},"00:00:00",{"$f":"IF(J14=\"\",H97,IF(J14<K14,J14,0))","v":"23:59:00"},null,null,null,-5,0,0,0,0,0,0,0,0]
[null,null,{"$f":"IF(J12<K12,K12,K12)","v":"00:00:00"},{"$f":"IF(D89=D97,0,IF(J12>K12,J12,\"23:59\"))","v":"00:00:00"},{"$f":"IF(J13<K13,K13,K13)","v":"00:00:00"},{"$f":"IF(F89=F97,0,IF(J13>K13,J13,\"23:59\"))","v":"00:00:00"},{"$f":"K14","v":"00:00:00"},{"$f":"IF(H89=H97,0,IF(J14>K14,J14,\"23:59\"))","v":"00:00:00"},null,null,null,-4,0,0,0,0,0,0,0,0]
[null,null,null,null,null,null,null,null,null,null,null,-3,0,0,0,0,0,0,0,0]
[null,null,null,null,null,null,null,null,null,null,null,-2,0,0,0,0,0,0,0,0]
[null,"Abgesenkt",{"$f":"IF(J12<K12,J12,0)","v":"00:00:00"},{"$f":"K12","v":"00:00:00"},{"$f":"IF(J13<K13,J13,0)","v":"00:00:00"},{"$f":"K13","v":"00:00:00"},{"$f":"IF(J14<K14,J14,0)","v":"00:00:00"},{"$f":"K14","v":"00:00:00"},null,null,null,-1,0,0,0,0,0,0,0,0]
[null,null,{"$f":"IF(J12>K12,J12,0)","v":"00:00:00"},{"$f":"IF(C94=0,0,D97)","v":"00:00:00"},{"$f":"IF(J13>K13,J13,0)","v":"00:00:00"},{"$f":"IF(E94=0,0,F97)","v":"00:00:00"},{"$f":"IF(J14>K14,J14,0)","v":"00:00:00"},{"$f":"IF(G94=0,0,H97)","v":"00:00:00"},null,null,null,0,0,0,0,0,0,0,0,0]
[null,null,null,null,null,null,null,null,null,null,null,1,0,0,0,0,0,0,0,0]
[null,null,null,null,null,null,null,null,null,null,null,2,0,0,0,0,0,0,0,0]
[null,"Plausibilitätstest",{"$f":"IF((SUM(D89:D96)-SUM(C90:C96))<1,\"i.O\",\"Zuviele Stunden!\")","v":"i.O"},{"$f":"D86","v":"23:59:00"},{"$f":"IF((SUM(F89:F96)-SUM(E90:E96))<1,\"i.O\",\"Zuviele Stunden!\")","v":"i.O"},{"$f":"F86","v":"23:59:00"},{"$f":"IF((SUM(H89:H96)-SUM(G90:G96))<1,\"i.O\",\"Zuviele Stunden!\")","v":"i.O"},{"$f":"H86","v":"23:59:00"},null,null,null,3,0,0,0,0,0,0,0,0]
["Heizkurve","Normal",null,null,"Abgesenkt",null,null,null,null,null,null,4,0,0,0,0,0,0,0,0]
["alt","tA ","tVL ",null,"tA ","tVL ",null,null,null,null,null,5,0,0,0,0,0,0,0,0]
[null,{"$f":"IF($G$48=$G$49,C23,C24-2)","v":-2},{"$f":"IF(G48=G49,D23,D24)","v":0},null,{"$f":"IF($G$48=$G$49,C23,C24-2)","v":-2},{"$f":"IF(G48=G49,E23,E24)","v":0},null,null,null,null,null,6,0,0,0,0,0,0,0,0]
[null,{"$f":"C24","v":0},{"$f":"D24","v":0},null,{"$f":"C24","v":0},{"$f":"E24","v":0},null,null,null,null,null,7,0,0,0,0,0,0,0,0]
[null,{"$f":"C25","v":0},{"$f":"D25","v":0},null,{"$f":"C25","v":0},{"$f":"E25","v":0},null,null,null,null,null,8,0,0,0,0,0,0,0,0]
[null,{"$f":"IF($G$48=$G$49,C26,C25+2)","v":2},{"$f":"IF($G$48=$G$49,D26,D25)","v":0},null,{"$f":"IF($G$48=$G$49,C26,C25+2)","v":2},{"$f":"IF($G$48=$G$49,E26,E25)","v":0},null,null,null,null,null,9,0,0,0,0,0,0,0,0]
[null,"Normal",null,null,"Abgesenkt",null,null,null,null,null,null,10,0,0,0,0,0,0,0,0]
["optimiert","tA ","tVL ",null,"tA ","tVL ",null,null,null,null,null,11,0,0,0,0,0,0,0,0]
[null,{"$f":"IF($G$48=$G$49,I23,I24-2)","v":-2},{"$f":"IF($G$48=$G$49,J23,J24)","v":0},null,{"$f":"IF($G$48=$G$49,I23,I24-2)","v":-2},{"$f":"IF($G$48=$G$49,K23,K24)","v":0},null,null,null,null,null,12,0,0,0,0,0,0,0,0]
[null,{"$f":"I24","v":0},{"$f":"J24","v":0},null,{"$f":"I24","v":0},{"$f":"K24","v":0},null,null,null,null,null,13,0,0,0,0,0,0,0,0]
[null,{"$f":"I25","v":0},{"$f":"J25","v":0},null,{"$f":"I25","v":0},{"$f":"K25","v":0},null,null,null,null,null,14,0,0,0,0,0,0,0,0]
[null,{"$f":"IF($G$48=$G$49,I26,I25+2)","v":2},{"$f":"IF($G$48=$G$49,J26,J25)","v":0},null,{"$f":"IF($G$48=$G$49,I26,I25+2)","v":2},{"$f":"IF($G$48=$G$49,K26,K25)","v":0},null,null,null,null,null,15,0,0,0,0,0,0,0,0]
[null,null,null,null,null,null,null,null,null,null,null,16,0,0,0,0,0,0,0,0]
[null,null,null,null,null,null,null,null,null,null,null,17,0,0,0,0,0,0,0,0]
[null,null,null,null,null,null,null,null,null,null,null,18,0,0,0,0,0,0,0,0]
[null,null,null,null,null,null,null,null,null,null,null,19,0,0,0,0,0,0,0,0]
[null,null,null,null,null,null,null,null,null,null,null,20,0,0,0,0,0,0,0,0]
[null,null,null,null,null,null,null,null,null,null,null,21,0,0,0,0,0,0,0,0]
[null,null,null,null,null,null,null,null,null,null,null,22,0,0,0,0,0,0,0,0]
[null,null,null,null,null,null,null,null,null,null,null,23,0,0,0,0,0,0,0,0]
[null,null,null,null,null,null,null,null,null,null,null,24,0,0,0,0,0,0,0,0]
[null,null,null,null,null,null,null,null,null,null,null,25,0,0,0,0,0,0,0,0]
[null,null,null,null,null,null,null,null,null,null,null,26,0,0,0,0,0,0,0,0]
[null,null,null,null,null,null,null,null,null,null,null,27,0,0,0,0,0,0,0,0]
[null,null,null,null,null,null,null,null,null,null,null,28,0,0,0,0,0,0,0,0]
[null,null,null,null,null,null,null,null,null,null,null,29,0,0,0,0,0,0,0,0]
[null,null,null,null,null,null,null,null,null,null,null,30,0,0,0,0,0,0,0,0]
[null,null,null,null,null,null,null,null,null,null,null,31,0,0,0,0,0,0,0,0]
[null,null,null,null,null,null,null,null,null,null,null,32,0,0,0,0,0,0,0,0]
[null,null,null,null,null,null,null,null,null,null,null,33,0,0,0,0,0,0,0,0]
[null,null,null,null,null,null,null,null,null,null,null,34,0,0,0,0,0,0,0,0]
[null,null,null,null,null,null,null,null,null,null,null,35,0,0,0,0,0,0,0,0]

{"sheet":"H08","index":11,"n_rows":129,"n_cols":22,"rows_kept":129,"cut":false,"hidden":true,"merged":[[0,8,0,9],[0,19,0,20],[3,11,7,21],[5,9,5,10],[6,9,6,10]]}
[{"$f":"Begriffe!B278&\" \"&Heizung!B22&\" \"&Begriffe!B279","v":"Heizgruppe  Detail"},null,null,{"$f":"Begriffe!B280","v":"Status"},{"$f":"IF(OR(E4=\"\",K4=\"\",K5=\"\",J6=\"\",E16=\"\",K16=\"\",C23=\"\",C24=\"\",C25=\"\",C26=\"\",D23=\"\",D24=\"\",D25=\"\",D26=\"\",I23=\"\",I24=\"\",I25=\"\",I26=\"\",J23=\"\",J24=\"\",J25=\"\",J26=\"\"),1,0)","v":1},null,null,{"$f":"Begriffe!B281","v":"Verantwortlicher"},null,null,{"$f":"Einführung!K1","v":"V 1.0.0"},{"$f":"A1","v":"Heizgruppe  Detail"},null,null,null,null,null,null,{"$f":"H1","v":"Verantwortlicher"},{"$f":"IF(I1=\"\",\"\",I1)","v":""},null,{"$f":"Einführung!K1","v":"V 1.0.0"}]
[]
[{"$f":"Begriffe!B282","v":"Technische Daten"},null,null,null,null,null,null,null,null,null,null,{"$f":"Begriffe!B312","v":"Hinweise"}]
[{"$f":"Begriffe!B283","v":"Wärmeleistung Heizgruppe"},null,null,{"$f":"IF(IFERROR((E5-E6)*K4*1.163,\"\")=0,\"\",IFERROR((E5-E6)*K4*1.163,\"\"))","v":""},"",null,{"$f":"Begriffe!B287","v":"Volumenstrom"},null,null,{"$f":"IFERROR(IF(OR(E5=\"\",E6=\"\"),(E4/((D5-D6)*1.163)),(E4/((E5-E6)*1.163))),\"\")","v":""}]
[{"$f":"Begriffe!B284","v":"Vorlauftemperatur bei Auslegung"},null,null,{"$f":"IF(E5=\"\",IF(J49<=0,\"\",J49),\"\")","v":""},null,null,{"$f":"Begriffe!B288","v":"max. Leistungsaufnahme Pumpe"}]
[{"$f":"Begriffe!B285","v":"Rücklauftemperatur bei Auslegung"},null,null,{"$f":"IF(E6=\"\",IF(IFERROR(D52,0)<=0,\"\",D52),\"\")","v":""},null,null,{"$f":"Begriffe!B289","v":"Art der Raumregulierung"}]
[{"$f":"Begriffe!B286","v":"Rohrdimension (Schätzung Wärmeleistung)"},null,null,{"$f":"IF(E7=\"\",\"\",IF((E5-E6)<=0,0.0127*E7^2.114,IF((E5-E6)<=7,0.0088*E7^2.1161,IF((E5-E6)<=10,0.0127*E7^2.114,IF((E5-E6)<=15,0.0195*E7^2.1077,0.0257*E7^2.1107)))))","v":""},null,null,{"$f":"Begriffe!B293","v":"Raumnutzung"}]
[]
[{"$f":"Begriffe!B294","v":"Bestehend"},null,null,null,null,null,{"$f":"Begriffe!B295","v":"Optimiert"}]
[null,null,null,null,null,null,null,null,null,null,null,{"$f":"Begriffe!B313","v":"Energieverbrauch und Energiekosten"}]
[{"$f":"Begriffe!B296","v":"Betriebszeiten Absenkung"},null,null,{"$f":"Begriffe!B300","v":"von"},{"$f":"Begriffe!B301","v":"bis"},null,{"$f":"A11","v":"Betriebszeiten Absenkung"},null,null,{"$f":"D11","v":"von"},{"$f":"E11","v":"bis"}]
[null,null,{"$f":"Begriffe!B297","v":"Mo.-Fr. "},null,null,null,null,null,{"$f":"C12","v":"Mo.-Fr. "},null,null,null,{"$f":"Begriffe!B314","v":"Kosten Nutzenergie"},null,null,null,null,{"$f":"Begriffe!B315","v":"Kosten Hilfsenergie [Elektrizität] "}]
[null,null,{"$f":"Begriffe!B298","v":"Samstag"},null,null,null,null,null,{"$f":"C13","v":"Samstag"}]
[null,null,{"$f":"Begriffe!B299","v":"Sonntag"},null,null,null,null,null,{"$f":"C14","v":"Sonntag"}]
[]
[{"$f":"Begriffe!B302","v":"Parameter"},null,{"$f":"Begriffe!B303","v":"Heizgrenze"},null,null,null,{"$f":"A16","v":"Parameter"},null,{"$f":"C16","v":"Heizgrenze"}]
[null,null,{"$f":"Begriffe!B304","v":"Heigrenze abgesenkt"},null,null,null,null,null,{"$f":"C17","v":"Heigrenze abgesenkt"}]
[null,null,{"$f":"Begriffe!B305","v":"Raumtemperatur"},null,null,null,null,null,{"$f":"C18","v":"Raumtemperatur"},null,null,null,null,null,{"$f":"L51","v":"Nutzenergie"},{"$f":"O51","v":0},{"$f":"Q51","v":0}]
[null,null,{"$f":"Begriffe!B306","v":"Gebäudezeitkonstante"},null,null,null,null,null,{"$f":"C19","v":"Gebäudezeitkonstante"},null,null,null,null,null,{"$f":"L52","v":"Elektrizität Pumpen"},{"$f":"O52","v":0},{"$f":"Q52","v":0}]
[null,null,{"$f":"Begriffe!B307","v":"Pumpenstufe"},null,null,null,null,null,{"$f":"C20","v":"Pumpenstufe"}]
[]
[{"$f":"Begriffe!B308","v":"Heizkurve"},null,{"$f":"Begriffe!B309","v":"Aussentemp."},{"$f":"Begriffe!B310","v":"Vorlauftemp."},{"$f":"Begriffe!B311","v":"Vorlauftemp. Red."},null,{"$f":"A22","v":"Heizkurve"},null,{"$f":"C22","v":"Aussentemp."},{"$f":"D22","v":"Vorlauftemp."},{"$f":"E22","v":"Vorlauftemp. Red."}]
[]
[]
[]
[]
[]
[]
[null,null,null,null,null,null,null,null,null,null,null,null,null,null,null,{"$f":"Begriffe!B318","v":"Bestehend"},{"$f":"Begriffe!B319","v":"Optimiert"},{"$f":"Begriffe!B320","v":"Einsparung"}]
[null,null,null,null,null,null,null,null,null,null,null,null,null,{"$f":"Begriffe!B316","v":"Nutzenergie"},null,{"$f":"N51","v":0},{"$f":"P51","v":0},{"$f":"P30-Q30","v":0},{"$f":"ROUND(O51,-1)-ROUND(Q51,-1)","v":0},{"$f":"R30/P30","v":{"$error":"#DIV/0!"}}]
[null,null,null,null,null,null,null,null,null,null,null,null,null,{"$f":"Begriffe!B317","v":"Hilfsenergie"},null,{"$f":"N52","v":0},{"$f":"P52","v":0},{"$f":"P31-Q31","v":0},{"$f":"ROUND(O52,-1)-ROUND(Q52,-1)","v":0},{"$f":"R31/P31","v":{"$error":"#DIV/0!"}}]
[]
[]
[null,null,null,null,null,null,null,null,null,null,null,{"$f":"Begriffe!B321","v":"Energieverbrauch "},null,null,null,null,null,{"$f":"Begriffe!B328","v":"Heizgradtage"}]
[null,null,null,null,null,null,null,null,null,null,null,null,{"$f":"Begriffe!B322","v":"Berechnet"},null,null,{"$f":"P30","v":0},null,null,{"$f":"Begriffe!B329","v":"Heizgradtage"},null,null,{"$f":"WE!D31","v":0}]
[null,null,null,null,null,null,null,null,null,null,null,null,{"$f":"Begriffe!B323","v":"Real"},null,null,null,null,null,{"$f":"Begriffe!B330","v":"Norm Heizgradtage "},null,null,{"$f":"WE!E31","v":0}]
[null,null,null,null,null,null,null,null,null,null,null,null,{"$f":"Begriffe!B324","v":"Normiert"},null,null,{"$f":"IFERROR(P36/$V$35*$V$36,0)","v":0}]
[null,null,null,null,null,null,null,null,null,null,null,{"$f":"Begriffe!B325","v":"Korrekturfaktor"},{"$f":"Begriffe!B326","v":"Abweichung"},null,null,{"$f":"IFERROR(P37/P35,\" \")","v":" "}]
[null,null,null,null,null,null,null,null,null,null,null,null,{"$f":"Begriffe!B327","v":"Korrekturfaktor"},null,null,1]
[null,{"$f":"E16","v":0},{"$f":"E17","v":0},100,null,null,null,{"$f":"K16","v":0},{"$f":"K17","v":0},100]
[null,{"$f":"E16","v":0},{"$f":"C40","v":0},0,null,null,null,{"$f":"H40","v":0},{"$f":"I40","v":0},0]
[]
[]
[]
[]
[]
["Eingabe",null,null,null,null,null,null,null,null,null,null,"Ergebnisse"]
["Grundlage Berechnung",null,null,"alt","optimiert",{"$f":"MID(CELL(\"dateiname\",A1),FIND(\"]\",CELL(\"dateiname\",A1))+1,255)","v":"H08"},{"$f":"VLOOKUP(F48,Heizung!A15:C24,3,FALSE)","v":"nein"},null,"Min",{"$f":"MIN(D23:E26,J23:K26)","v":0},null,"Energieverbrauch ",null,"Bestehend",null,"Optimiert"]
["Kennwerte:","Beheizte Fläche",null,50,50,null,{"$f":"G53","v":"ja"},null,"Max",{"$f":"MAX(D23:E26,J23:K26)","v":0},null,null,null,"Nutzenergie","Kosten","Nutzenergie","Kosten"]
[null,"Aussentemperatur Auslegung",null,{"$f":"VLOOKUP(Startblatt!C6,Klimadaten!B4:I43,8,TRUE)","v":{"$error":"#N/A"}},{"$f":"D50","v":{"$error":"#N/A"}},null,null,null,null,null,null,null,null,"[kWh]","[CHF/a]","[kWh]","[CHF/a]"]
[null,"Vorlauftemp. bei Auslegung",null,{"$f":"IF(E5=\"\",D5,E5)","v":""},{"$f":"D51","v":""},null,null,null,null,null,null,"Nutzenergie",null,0,0,0,0]
[null,"Rücklauftemp. bei Auslegung",null,{"$f":"IF(D51=0,0,IF(E6=\"\",D51-IF(D51>Grundlagendaten!H37,Grundlagendaten!J37,IF(AND(Grundlagendaten!H38<=D51,D51<=Grundlagendaten!I38),Grundlagendaten!J38,IF(AND(Grundlagendaten!H39<=D51,D51<=Grundlagendaten!I39),10,Grundlagendaten!J40))),E6))","v":{"$error":"#VALUE!"}},{"$f":"D52","v":{"$error":"#VALUE!"}},null,{"$f":"Begriffe!B76","v":"nein"},null,null,null,null,"Elektrizität Pumpen",null,0,0,0,0]
[null,"Wärmebedarf \nbei Aussentemperatur",null,{"$f":"E4*0.65","v":{"$error":"#VALUE!"}},null,null,{"$f":"Begriffe!B77","v":"ja"},null,null,null,null,"Daten für WE"]
[null,"Länge Leitungsnetz gedämmt",null,{"$f":"D53*2.2*0.9","v":{"$error":"#VALUE!"}},{"$f":"D54","v":{"$error":"#VALUE!"}},null,null,null,null,null,null,"BZ","Bestehend","Optimiert"]
[null,"Länge Leitungsnetz ungedämmt",null,{"$f":"D53*2.2*0.1","v":{"$error":"#VALUE!"}},{"$f":"D55","v":{"$error":"#VALUE!"}},null,null,null,null,null,null,"N: Mo-Fr. von","00:00:00","00:00:00"]
[null,"Durchmesser Leitungsnetz",null,{"$f":"IF(E7=\"\",0.1247*D53+ 37.983,VLOOKUP(E7,Grundlagendaten!A39:D53,3,FALSE))","v":{"$error":"#VALUE!"}},{"$f":"D56","v":{"$error":"#VALUE!"}},null,null,null,null,null,null,"N: Mo-Fr. bis","23:59:00","23:59:00"]
[null,"Volumenstrom Gruppe bei Auslegetemp.",null,{"$f":"IF(G48=G49,K4,D53/((D51-D52)*1.163))","v":{"$error":"#VALUE!"}},{"$f":"D57","v":{"$error":"#VALUE!"}},null,null,null,null,null,null,"N: Sa von","00:00:00","00:00:00"]
[null,"Leistung der Pumpe",null,{"$f":"IF(G48=G49,K5/1000,D53*0.001)","v":{"$error":"#VALUE!"}},{"$f":"D58","v":{"$error":"#VALUE!"}},null,null,null,null,null,null,"N: Sa bis","23:59:00","23:59:00"]
[null,"Art der Heizgruppe",null,"konstanter Volumenstrom",null,null,null,null,null,null,null,"N: So von","00:00:00","00:00:00"]
["Regulierung:","Regulierung der Pumpe",null,"mit FU","mit FU",null,null,null,null,null,null,"N: So bis","23:59:00","23:59:00"]
[null,"Regulierung der Raumtemperatur",null,{"$f":"IF(J6=\"\",Begriffe!B292,J6)","v":"Einzelraum"},{"$f":"D61","v":"Einzelraum"},null,null,null,null,null,null,"R: Mo-Fr. von","00:00:00","00:00:00"]
["Parameter:","Art des Wärmebedarfs ",null,"Raumwärme","Raumwärme",null,null,null,null,null,null,"R: Mo-Fr. bis","00:00:00","00:00:00"]
[null,"Heizgrenze",null,{"$f":"E16","v":0},{"$f":"K16","v":0},null,null,null,null,null,null,"R: Sa von","00:00:00","00:00:00"]
[null,"Heizgrenze abgsenkt",null,{"$f":"IF(E17=\"\",E16,E17)","v":0},{"$f":"IF(K17=\"\",K16,K17)","v":0},null,null,null,null,null,null,"R: Sa bis","00:00:00","00:00:00"]
[null,"Gebäudezeitkonstante",null,{"$f":"E19","v":0},{"$f":"K19","v":0},null,null,null,null,null,null,"R: So von","00:00:00","00:00:00"]
[null,"Raumtemperatur",null,{"$f":"IF(E18=\"\",22,E18)","v":22},{"$f":"IF(K18=\"\",22,K18)","v":22},null,null,null,null,null,null,"R: So bis","00:00:00","00:00:00"]
["Kontrolle / Korrektur","Zeitfaktor Regulierung Druckdifferenz",null,1,null,null,null,null,null,null,null,null,"Leistung kW",null,"Energieverbrauch kWh",null,"Vorlauftemp. Normal",null,"Vorlauftemp. Reduziert"]
["Faktoren für Berechnung","Reduktion Raumtemp. bei Einzelraumreg.",null,1,"K",null,null,null,null,null,null,null,"Bestehend","Optimiert","Bestehend","Optimiert","Bestehend","Optimiert","Bestehend","Optimiert"]
[null,"Reduktion Max. Leistung bei Prozesskälte",null,0.8,null,null,null,null,null,null,null,-25,0,0,0,0,0,0,0,0]
[null,"Delta RT durch internen Lasten",null,0,"K",null,null,null,null,null,null,-24,0,0,0,0,0,0,0,0]
[null,"Reduktionsfaktor Pumpe mit FU",null,0.5,null,null,null,null,null,null,null,-23,0,0,0,0,0,0,0,0]
[null,"Technikraumtemperatur",null,20,"°C",null,null,null,null,null,null,-22,0,0,0,0,0,0,0,0]
[null,"Anzahl Tage bei Regulierung \"Hand\"",null,365,"Tage/Jahr",null,null,null,null,null,null,-21,0,0,0,0,0,0,0,0]
[null,"Korrektur Faktor Energieverbrauch",null,{"$f":"P39*WE!$D$33","v":1},null,null,null,null,null,null,null,-20,0,0,0,0,0,0,0,0]
[null,"Raumtemperatur bei Auslegung",null,20,null,null,null,null,null,null,null,-19,0,0,0,0,0,0,0,0]
["Betriebszeiten:",null,"Mo - Fr.",null,"Sa",null,"So",null,null,null,null,-18,0,0,0,0,0,0,0,0]
["alt",null,"von","bis","von","bis","von","bis",null,null,null,-17,0,0,0,0,0,0,0,0]
[null,"Normal","00:00:00",{"$f":"IF(D12=\"\",D86,IF(D12<E12,D12,0))","v":"23:59:00"},"00:00:00",{"$f":"IF(D13=\"\",F86,IF(D13<E13,D13,0))","v":"23:59:00"},"00:00:00",{"$f":"IF(D14=\"\",H86,IF(D14<E14,D14,0))","v":"23:59:00"},null,null,null,-16,0,0,0,0,0,0,0,0]
[null,null,{"$f":"E12","v":"00:00:00"},{"$f":"IF(D78=D86,0,IF(D12>E12,D12,\"23:59\"))","v":"00:00:00"},{"$f":"E13","v":"00:00:00"},{"$f":"IF(F78=F86,0,IF(D13>E13,D13,\"23:59\"))","v":"00:00:00"},{"$f":"E14","v":"00:00:00"},{"$f":"IF(H78=H86,0,IF(D14>E14,D14,\"23:59\"))","v":"00:00:00"},null,null,null,-15,0,0,0,0,0,0,0,0]
[null,null,null,null,null,null,null,null,null,null,null,-14,0,0,0,0,0,0,0,0]
[null,null,null,null,null,null,null,null,null,null,null,-13,0,0,0,0,0,0,0,0]
[null,"Abgesenkt",{"$f":"IF(D12<E12,D12,0)","v":"00:00:00"},{"$f":"E12","v":"00:00:00"},{"$f":"IF(D13<E13,D13,0)","v":"00:00:00"},{"$f":"E13","v":"00:00:00"},{"$f":"IF(D14<E14,D14,0)","v":"00:00:00"},{"$f":"E14","v":"00:00:00"},null,null,null,-12,0,0,0,0,0,0,0,0]
[null,null,{"$f":"IF(D12>E12,D12,0)","v":"00:00:00"},{"$f":"IF(C83=0,0,D86)","v":"00:00:00"},{"$f":"IF(D13>E13,D13,0)","v":"00:00:00"},{"$f":"IF(E83=0,0,F86)","v":"00:00:00"},{"$f":"IF(D14>E14,D14,0)","v":"00:00:00"},{"$f":"IF(G83=0,0,H86)","v":"00:00:00"},null,null,null,-11,0,0,0,0,0,0,0,0]
[null,null,null,null,null,null,null,null,null,null,null,-10,0,0,0,0,0,0,0,0]
[null,null,null,null,null,null,null,null,null,null,null,-9,0,0,0,0,0,0,0,0]
[null,"Plausibilitätstest",{"$f":"IF((SUM(D78:D85)-SUM(C78:C85))<1,\"i.O\",\"Zuviele Stunden!\")","v":"i.O"},"23:59:00",{"$f":"IF((SUM(F78:F85)-SUM(E79:E85))<1,\"i.O\",\"Zuviele Stunden!\")","v":"i.O"},{"$f":"D86","v":"23:59:00"},{"$f":"IF((SUM(H78:H85)-SUM(G79:G85))<1,\"i.O\",\"Zuviele Stunden!\")","v":"i.O"},{"$f":"F86","v":"23:59:00"},null,null,null,-8,0,0,0,0,0,0,0,0]
["optimiert",null,"Mo - Fr.",null,"Sa",null,"So",null,null,null,null,-7,0,0,0,0,0,0,0,0]
[null,null,"von","bis","von","bis","von","bis",null,null,null,-6,0,0,0,0,0,0,0,0]
[null,"Normal","00:00:00",{"$f":"IF(J12=\"\",D97,IF(J12<K12,J12,0))","v":"23:59:00"},"00:00:00",{"$f":"IF(J13=\"\",F97,IF(J13<K13,J13,0))","v":"23:59:00"},"00:00:00",{"$f":"IF(J14=\"\",H97,IF(J14<K14,J14,0))","v":"23:59:00"},null,null,null,-5,0,0,0,0,0,0,0,0]
[null,null,{"$f":"IF(J12<K12,K12,K12)","v":"00:00:00"},{"$f":"IF(D89=D97,0,IF(J12>K12,J12,\"23:59\"))","v":"00:00:00"},{"$f":"IF(J13<K13,K13,K13)","v":"00:00:00"},{"$f":"IF(F89=F97,0,IF(J13>K13,J13,\"23:59\"))","v":"00:00:00"},{"$f":"K14","v":"00:00:00"},{"$f":"IF(H89=H97,0,IF(J14>K14,J14,\"23:59\"))","v":"00:00:00"},null,null,null,-4,0,0,0,0,0,0,0,0]
[null,null,null,null,null,null,null,null,null,null,null,-3,0,0,0,0,0,0,0,0]
[null,null,null,null,null,null,null,null,null,null,null,-2,0,0,0,0,0,0,0,0]
[null,"Abgesenkt",{"$f":"IF(J12<K12,J12,0)","v":"00:00:00"},{"$f":"K12","v":"00:00:00"},{"$f":"IF(J13<K13,J13,0)","v":"00:00:00"},{"$f":"K13","v":"00:00:00"},{"$f":"IF(J14<K14,J14,0)","v":"00:00:00"},{"$f":"K14","v":"00:00:00"},null,null,null,-1,0,0,0,0,0,0,0,0]
[null,null,{"$f":"IF(J12>K12,J12,0)","v":"00:00:00"},{"$f":"IF(C94=0,0,D97)","v":"00:00:00"},{"$f":"IF(J13>K13,J13,0)","v":"00:00:00"},{"$f":"IF(E94=0,0,F97)","v":"00:00:00"},{"$f":"IF(J14>K14,J14,0)","v":"00:00:00"},{"$f":"IF(G94=0,0,H97)","v":"00:00:00"},null,null,null,0,0,0,0,0,0,0,0,0]
[null,null,null,null,null,null,null,null,null,null,null,1,0,0,0,0,0,0,0,0]
[null,null,null,null,null,null,null,null,null,null,null,2,0,0,0,0,0,0,0,0]
[null,"Plausibilitätstest",{"$f":"IF((SUM(D89:D96)-SUM(C90:C96))<1,\"i.O\",\"Zuviele Stunden!\")","v":"i.O"},{"$f":"D86","v":"23:59:00"},{"$f":"IF((SUM(F89:F96)-SUM(E90:E96))<1,\"i.O\",\"Zuviele Stunden!\")","v":"i.O"},{"$f":"F86","v":"23:59:00"},{"$f":"IF((SUM(H89:H96)-SUM(G90:G96))<1,\"i.O\",\"Zuviele Stunden!\")","v":"i.O"},{"$f":"H86","v":"23:59:00"},null,null,null,3,0,0,0,0,0,0,0,0]
["Heizkurve","Normal",null,null,"Abgesenkt",null,null,null,null,null,null,4,0,0,0,0,0,0,0,0]
["alt","tA ","tVL ",null,"tA ","tVL ",null,null,null,null,null,5,0,0,0,0,0,0,0,0]
[null,{"$f":"IF($G$48=$G$49,C23,C24-2)","v":-2},{"$f":"IF(G48=G49,D23,D24)","v":0},null,{"$f":"IF($G$48=$G$49,C23,C24-2)","v":-2},{"$f":"IF(G48=G49,E23,E24)","v":0},null,null,null,null,null,6,0,0,0,0,0,0,0,0]
[null,{"$f":"C24","v":0},{"$f":"D24","v":0},null,{"$f":"C24","v":0},{"$f":"E24","v":0},null,null,null,null,null,7,0,0,0,0,0,0,0,0]
[null,{"$f":"C25","v":0},{"$f":"D25","v":0},null,{"$f":"C25","v":0},{"$f":"E25","v":0},null,null,null,null,null,8,0,0,0,0,0,0,0,0]
[null,{"$f":"IF($G$48=$G$49,C26,C25+2)","v":2},{"$f":"IF($G$48=$G$49,D26,D25)","v":0},null,{"$f":"IF($G$48=$G$49,C26,C25+2)","v":2},{"$f":"IF($G$48=$G$49,E26,E25)","v":0},null,null,null,null,null,9,0,0,0,0,0,0,0,0]
[null,"Normal",null,null,"Abgesenkt",null,null,null,null,null,null,10,0,0,0,0,0,0,0,0]
["optimiert","tA ","tVL ",null,"tA ","tVL ",null,null,null,null,null,11,0,0,0,0,0,0,0,0]
[null,{"$f":"IF($G$48=$G$49,I23,I24-2)","v":-2},{"$f":"IF($G$48=$G$49,J23,J24)","v":0},null,{"$f":"IF($G$48=$G$49,I23,I24-2)","v":-2},{"$f":"IF($G$48=$G$49,K23,K24)","v":0},null,null,null,null,null,12,0,0,0,0,0,0,0,0]
[null,{"$f":"I24","v":0},{"$f":"J24","v":0},null,{"$f":"I24","v":0},{"$f":"K24","v":0},null,null,null,null,null,13,0,0,0,0,0,0,0,0]
[null,{"$f":"I25","v":0},{"$f":"J25","v":0},null,{"$f":"I25","v":0},{"$f":"K25","v":0},null,null,null,null,null,14,0,0,0,0,0,0,0,0]
[null,{"$f":"IF($G$48=$G$49,I26,I25+2)","v":2},{"$f":"IF($G$48=$G$49,J26,J25)","v":0},null,{"$f":"IF($G$48=$G$49,I26,I25+2)","v":2},{"$f":"IF($G$48=$G$49,K26,K25)","v":0},null,null,null,null,null,15,0,0,0,0,0,0,0,0]
[null,null,null,null,null,null,null,null,null,null,null,16,0,0,0,0,0,0,0,0]
[null,null,null,null,null,null,null,null,null,null,null,17,0,0,0,0,0,0,0,0]
[null,null,null,null,null,null,null,null,null,null,null,18,0,0,0,0,0,0,0,0]
[null,null,null,null,null,null,null,null,null,null,null,19,0,0,0,0,0,0,0,0]
[null,null,null,null,null,null,null,null,null,null,null,20,0,0,0,0,0,0,0,0]
[null,null,null,null,null,null,null,null,null,null,null,21,0,0,0,0,0,0,0,0]
[null,null,null,null,null,null,null,null,null,null,null,22,0,0,0,0,0,0,0,0]
[null,null,null,null,null,null,null,null,null,null,null,23,0,0,0,0,0,0,0,0]
[null,null,null,null,null,null,null,null,null,null,null,24,0,0,0,0,0,0,0,0]
[null,null,null,null,null,null,null,null,null,null,null,25,0,0,0,0,0,0,0,0]
[null,null,null,null,null,null,null,null,null,null,null,26,0,0,0,0,0,0,0,0]
[null,null,null,null,null,null,null,null,null,null,null,27,0,0,0,0,0,0,0,0]
[null,null,null,null,null,null,null,null,null,null,null,28,0,0,0,0,0,0,0,0]
[null,null,null,null,null,null,null,null,null,null,null,29,0,0,0,0,0,0,0,0]
[null,null,null,null,null,null,null,null,null,null,null,30,0,0,0,0,0,0,0,0]
[null,null,null,null,null,null,null,null,null,null,null,31,0,0,0,0,0,0,0,0]
[null,null,null,null,null,null,null,null,null,null,null,32,0,0,0,0,0,0,0,0]
[null,null,null,null,null,null,null,null,null,null,null,33,0,0,0,0,0,0,0,0]
[null,null,null,null,null,null,null,null,null,null,null,34,0,0,0,0,0,0,0,0]
[null,null,null,null,null,null,null,null,null,null,null,35,0,0,0,0,0,0,0,0]

{"sheet":"H09","index":12,"n_rows":129,"n_cols":22,"rows_kept":129,"cut":false,"hidden":true,"merged":[[0,8,0,9],[0,19,0,20],[3,11,7,21],[5,9,5,10],[6,9,6,10]]}
[{"$f":"Begriffe!B278&\" \"&Heizung!B23&\" \"&Begriffe!B279","v":"Heizgruppe  Detail"},null,null,{"$f":"Begriffe!B280","v":"Status"},{"$f":"IF(OR(E4=\"\",K4=\"\",K5=\"\",J6=\"\",E16=\"\",K16=\"\",C23=\"\",C24=\"\",C25=\"\",C26=\"\",D23=\"\",D24=\"\",D25=\"\",D26=\"\",I23=\"\",I24=\"\",I25=\"\",I26=\"\",J23=\"\",J24=\"\",J25=\"\",J26=\"\"),1,0)","v":1},null,null,{"$f":"Begriffe!B281","v":"Verantwortlicher"},null,null,{"$f":"Einführung!K1","v":"V 1.0.0"},{"$f":"A1","v":"Heizgruppe  Detail"},null,null,null,null,null,null,{"$f":"H1","v":"Verantwortlicher"},{"$f":"IF(I1=\"\",\"\",I1)","v":""},null,{"$f":"Einführung!K1","v":"V 1.0.0"}]
[]
[{"$f":"Begriffe!B282","v":"Technische Daten"},null,null,null,null,null,null,null,null,null,null,{"$f":"Begriffe!B312","v":"Hinweise"}]
[{"$f":"Begriffe!B283","v":"Wärmeleistung Heizgruppe"},null,null,{"$f":"IF(IFERROR((E5-E6)*K4*1.163,\"\")=0,\"\",IFERROR((E5-E6)*K4*1.163,\"\"))","v":""},"",null,{"$f":"Begriffe!B287","v":"Volumenstrom"},null,null,{"$f":"IFERROR(IF(OR(E5=\"\",E6=\"\"),(E4/((D5-D6)*1.163)),(E4/((E5-E6)*1.163))),\"\")","v":""}]
[{"$f":"Begriffe!B284","v":"Vorlauftemperatur bei Auslegung"},null,null,{"$f":"IF(E5=\"\",IF(J49<=0,\"\",J49),\"\")","v":""},null,null,{"$f":"Begriffe!B288","v":"max. Leistungsaufnahme Pumpe"}]
[{"$f":"Begriffe!B285","v":"Rücklauftemperatur bei Auslegung"},null,null,{"$f":"IF(E6=\"\",IF(IFERROR(D52,0)<=0,\"\",D52),\"\")","v":""},null,null,{"$f":"Begriffe!B289","v":"Art der Raumregulierung"}]
[{"$f":"Begriffe!B286","v":"Rohrdimension (Schätzung Wärmeleistung)"},null,null,{"$f":"IF(E7=\"\",\"\",IF((E5-E6)<=0,0.0127*E7^2.114,IF((E5-E6)<=7,0.0088*E7^2.1161,IF((E5-E6)<=10,0.0127*E7^2.114,IF((E5-E6)<=15,0.0195*E7^2.1077,0.0257*E7^2.1107)))))","v":""},null,null,{"$f":"Begriffe!B293","v":"Raumnutzung"}]
[]
[{"$f":"Begriffe!B294","v":"Bestehend"},null,null,null,null,null,{"$f":"Begriffe!B295","v":"Optimiert"}]
[null,null,null,null,null,null,null,null,null,null,null,{"$f":"Begriffe!B313","v":"Energieverbrauch und Energiekosten"}]
[{"$f":"Begriffe!B296","v":"Betriebszeiten Absenkung"},null,null,{"$f":"Begriffe!B300","v":"von"},{"$f":"Begriffe!B301","v":"bis"},null,{"$f":"A11","v":"Betriebszeiten Absenkung"},null,null,{"$f":"D11","v":"von"},{"$f":"E11","v":"bis"}]
[null,null,{"$f":"Begriffe!B297","v":"Mo.-Fr. "},null,null,null,null,null,{"$f":"C12","v":"Mo.-Fr. "},null,null,null,{"$f":"Begriffe!B314","v":"Kosten Nutzenergie"},null,null,null,null,{"$f":"Begriffe!B315","v":"Kosten Hilfsenergie [Elektrizität] "}]
[null,null,{"$f":"Begriffe!B298","v":"Samstag"},null,null,null,null,null,{"$f":"C13","v":"Samstag"}]
[null,null,{"$f":"Begriffe!B299","v":"Sonntag"},null,null,null,null,null,{"$f":"C14","v":"Sonntag"}]
[]
[{"$f":"Begriffe!B302","v":"Parameter"},null,{"$f":"Begriffe!B303","v":"Heizgrenze"},null,null,null,{"$f":"A16","v":"Parameter"},null,{"$f":"C16","v":"Heizgrenze"}]
[null,null,{"$f":"Begriffe!B304","v":"Heigrenze abgesenkt"},null,null,null,null,null,{"$f":"C17","v":"Heigrenze abgesenkt"}]
[null,null,{"$f":"Begriffe!B305","v":"Raumtemperatur"},null,null,null,null,null,{"$f":"C18","v":"Raumtemperatur"},null,null,null,null,null,{"$f":"L51","v":"Nutzenergie"},{"$f":"O51","v":0},{"$f":"Q51","v":0}]
[null,null,{"$f":"Begriffe!B306","v":"Gebäudezeitkonstante"},null,null,null,null,null,{"$f":"C19","v":"Gebäudezeitkonstante"},null,null,null,null,null,{"$f":"L52","v":"Elektrizität Pumpen"},{"$f":"O52","v":0},{"$f":"Q52","v":0}]
[null,null,{"$f":"Begriffe!B307","v":"Pumpenstufe"},null,null,null,null,null,{"$f":"C20","v":"Pumpenstufe"}]
[]
[{"$f":"Begriffe!B308","v":"Heizkurve"},null,{"$f":"Begriffe!B309","v":"Aussentemp."},{"$f":"Begriffe!B310","v":"Vorlauftemp."},{"$f":"Begriffe!B311","v":"Vorlauftemp. Red."},null,{"$f":"A22","v":"Heizkurve"},null,{"$f":"C22","v":"Aussentemp."},{"$f":"D22","v":"Vorlauftemp."},{"$f":"E22","v":"Vorlauftemp. Red."}]
[]
[]
[]
[]
[]
[]
[null,null,null,null,null,null,null,null,null,null,null,null,null,null,null,{"$f":"Begriffe!B318","v":"Bestehend"},{"$f":"Begriffe!B319","v":"Optimiert"},{"$f":"Begriffe!B320","v":"Einsparung"}]
[null,null,null,null,null,null,null,null,null,null,null,null,null,{"$f":"Begriffe!B316","v":"Nutzenergie"},null,{"$f":"N51","v":0},{"$f":"P51","v":0},{"$f":"P30-Q30","v":0},{"$f":"ROUND(O51,-1)-ROUND(Q51,-1)","v":0},{"$f":"R30/P30","v":{"$error":"#DIV/0!"}}]
[null,null,null,null,null,null,null,null,null,null,null,null,null,{"$f":"Begriffe!B317","v":"Hilfsenergie"},null,{"$f":"N52","v":0},{"$f":"P52","v":0},{"$f":"P31-Q31","v":0},{"$f":"ROUND(O52,-1)-ROUND(Q52,-1)","v":0},{"$f":"R31/P31","v":{"$error":"#DIV/0!"}}]
[]
[]
[null,null,null,null,null,null,null,null,null,null,null,{"$f":"Begriffe!B321","v":"Energieverbrauch "},null,null,null,null,null,{"$f":"Begriffe!B328","v":"Heizgradtage"}]
[null,null,null,null,null,null,null,null,null,null,null,null,{"$f":"Begriffe!B322","v":"Berechnet"},null,null,{"$f":"P30","v":0},null,null,{"$f":"Begriffe!B329","v":"Heizgradtage"},null,null,{"$f":"WE!D31","v":0}]
[null,null,null,null,null,null,null,null,null,null,null,null,{"$f":"Begriffe!B323","v":"Real"},null,null,null,null,null,{"$f":"Begriffe!B330","v":"Norm Heizgradtage "},null,null,{"$f":"WE!E31","v":0}]
[null,null,null,null,null,null,null,null,null,null,null,null,{"$f":"Begriffe!B324","v":"Normiert"},null,null,{"$f":"IFERROR(P36/$V$35*$V$36,0)","v":0}]
[null,null,null,null,null,null,null,null,null,null,null,{"$f":"Begriffe!B325","v":"Korrekturfaktor"},{"$f":"Begriffe!B326","v":"Abweichung"},null,null,{"$f":"IFERROR(P37/P35,\" \")","v":" "}]
[null,null,null,null,null,null,null,null,null,null,null,null,{"$f":"Begriffe!B327","v":"Korrekturfaktor"},null,null,1]
[null,{"$f":"E16","v":0},{"$f":"E17","v":0},100,null,null,null,{"$f":"K16","v":0},{"$f":"K17","v":0},100]
[null,{"$f":"E16","v":0},{"$f":"C40","v":0},0,null,null,null,{"$f":"H40","v":0},{"$f":"I40","v":0},0]
[]
[]
[]
[]
[]
["Eingabe",null,null,null,null,null,null,null,null,null,null,"Ergebnisse"]
["Grundlage Berechnung",null,null,"alt","optimiert",{"$f":"MID(CELL(\"dateiname\",A1),FIND(\"]\",CELL(\"dateiname\",A1))+1,255)","v":"H09"},{"$f":"VLOOKUP(F48,Heizung!A15:C24,3,FALSE)","v":"nein"},null,"Min",{"$f":"MIN(D23:E26,J23:K26)","v":0},null,"Energieverbrauch ",null,"Bestehend",null,"Optimiert"]
["Kennwerte:","Beheizte Fläche",null,50,50,null,{"$f":"G53","v":"ja"},null,"Max",{"$f":"MAX(D23:E26,J23:K26)","v":0},null,null,null,"Nutzenergie","Kosten","Nutzenergie","Kosten"]
[null,"Aussentemperatur Auslegung",null,{"$f":"VLOOKUP(Startblatt!C6,Klimadaten!B4:I43,8,TRUE)","v":{"$error":"#N/A"}},{"$f":"D50","v":{"$error":"#N/A"}},null,null,null,null,null,null,null,null,"[kWh]","[CHF/a]","[kWh]","[CHF/a]"]
[null,"Vorlauftemp. bei Auslegung",null,{"$f":"IF(E5=\"\",D5,E5)","v":""},{"$f":"D51","v":""},null,null,null,null,null,null,"Nutzenergie",null,0,0,0,0]
[null,"Rücklauftemp. bei Auslegung",null,{"$f":"IF(D51=0,0,IF(E6=\"\",D51-IF(D51>Grundlagendaten!H37,Grundlagendaten!J37,IF(AND(Grundlagendaten!H38<=D51,D51<=Grundlagendaten!I38),Grundlagendaten!J38,IF(AND(Grundlagendaten!H39<=D51,D51<=Grundlagendaten!I39),10,Grundlagendaten!J40))),E6))","v":{"$error":"#VALUE!"}},{"$f":"D52","v":{"$error":"#VALUE!"}},null,{"$f":"Begriffe!B76","v":"nein"},null,null,null,null,"Elektrizität Pumpen",null,0,0,0,0]
[null,"Wärmebedarf \nbei Aussentemperatur",null,{"$f":"E4*0.65","v":{"$error":"#VALUE!"}},null,null,{"$f":"Begriffe!B77","v":"ja"},null,null,null,null,"Daten für WE"]
[null,"Länge Leitungsnetz gedämmt",null,{"$f":"D53*2.2*0.9","v":{"$error":"#VALUE!"}},{"$f":"D54","v":{"$error":"#VALUE!"}},null,null,null,null,null,null,"BZ","Bestehend","Optimiert"]
[null,"Länge Leitungsnetz ungedämmt",null,{"$f":"D53*2.2*0.1","v":{"$error":"#VALUE!"}},{"$f":"D55","v":{"$error":"#VALUE!"}},null,null,null,null,null,null,"N: Mo-Fr. von","00:00:00","00:00:00"]
[null,"Durchmesser Leitungsnetz",null,{"$f":"IF(E7=\"\",0.1247*D53+ 37.983,VLOOKUP(E7,Grundlagendaten!A39:D53,3,FALSE))","v":{"$error":"#VALUE!"}},{"$f":"D56","v":{"$error":"#VALUE!"}},null,null,null,null,null,null,"N: Mo-Fr. bis","23:59:00","23:59:00"]
[null,"Volumenstrom Gruppe bei Auslegetemp.",null,{"$f":"IF(G48=G49,K4,D53/((D51-D52)*1.163))","v":{"$error":"#VALUE!"}},{"$f":"D57","v":{"$error":"#VALUE!"}},null,null,null,null,null,null,"N: Sa von","00:00:00","00:00:00"]
[null,"Leistung der Pumpe",null,{"$f":"IF(G48=G49,K5/1000,D53*0.001)","v":{"$error":"#VALUE!"}},{"$f":"D58","v":{"$error":"#VALUE!"}},null,null,null,null,null,null,"N: Sa bis","23:59:00","23:59:00"]
[null,"Art der Heizgruppe",null,"konstanter Volumenstrom",null,null,null,null,null,null,null,"N: So von","00:00:00","00:00:00"]
["Regulierung:","Regulierung der Pumpe",null,"mit FU","mit FU",null,null,null,null,null,null,"N: So bis","23:59:00","23:59:00"]
[null,"Regulierung der Raumtemperatur",null,{"$f":"IF(J6=\"\",Begriffe!B292,J6)","v":"Einzelraum"},{"$f":"D61","v":"Einzelraum"},null,null,null,null,null,null,"R: Mo-Fr. von","00:00:00","00:00:00"]
["Parameter:","Art des Wärmebedarfs ",null,"Raumwärme","Raumwärme",null,null,null,null,null,null,"R: Mo-Fr. bis","00:00:00","00:00:00"]
[null,"Heizgrenze",null,{"$f":"E16","v":0},{"$f":"K16","v":0},null,null,null,null,null,null,"R: Sa von","00:00:00","00:00:00"]
[null,"Heizgrenze abgsenkt",null,{"$f":"IF(E17=\"\",E16,E17)","v":0},{"$f":"IF(K17=\"\",K16,K17)","v":0},null,null,null,null,null,null,"R: Sa bis","00:00:00","00:00:00"]
[null,"Gebäudezeitkonstante",null,{"$f":"E19","v":0},{"$f":"K19","v":0},null,null,null,null,null,null,"R: So von","00:00:00","00:00:00"]
[null,"Raumtemperatur",null,{"$f":"IF(E18=\"\",22,E18)","v":22},{"$f":"IF(K18=\"\",22,K18)","v":22},null,null,null,null,null,null,"R: So bis","00:00:00","00:00:00"]
["Kontrolle / Korrektur","Zeitfaktor Regulierung Druckdifferenz",null,1,null,null,null,null,null,null,null,null,"Leistung kW",null,"Energieverbrauch kWh",null,"Vorlauftemp. Normal",null,"Vorlauftemp. Reduziert"]
["Faktoren für Berechnung","Reduktion Raumtemp. bei Einzelraumreg.",null,1,"K",null,null,null,null,null,null,null,"Bestehend","Optimiert","Bestehend","Optimiert","Bestehend","Optimiert","Bestehend","Optimiert"]
[null,"Reduktion Max. Leistung bei Prozesskälte",null,0.8,null,null,null,null,null,null,null,-25,0,0,0,0,0,0,0,0]
[null,"Delta RT durch internen Lasten",null,0,"K",null,null,null,null,null,null,-24,0,0,0,0,0,0,0,0]
[null,"Reduktionsfaktor Pumpe mit FU",null,0.5,null,null,null,null,null,null,null,-23,0,0,0,0,0,0,0,0]
[null,"Technikraumtemperatur",null,20,"°C",null,null,null,null,null,null,-22,0,0,0,0,0,0,0,0]
[null,"Anzahl Tage bei Regulierung \"Hand\"",null,365,"Tage/Jahr",null,null,null,null,null,null,-21,0,0,0,0,0,0,0,0]
[null,"Korrektur Faktor Energieverbrauch",null,{"$f":"P39*WE!$D$33","v":1},null,null,null,null,null,null,null,-20,0,0,0,0,0,0,0,0]
[null,"Raumtemperatur bei Auslegung",null,20,null,null,null,null,null,null,null,-19,0,0,0,0,0,0,0,0]
["Betriebszeiten:",null,"Mo - Fr.",null,"Sa",null,"So",null,null,null,null,-18,0,0,0,0,0,0,0,0]
["alt",null,"von","bis","von","bis","von","bis",null,null,null,-17,0,0,0,0,0,0,0,0]
[null,"Normal","00:00:00",{"$f":"IF(D12=\"\",D86,IF(D12<E12,D12,0))","v":"23:59:00"},"00:00:00",{"$f":"IF(D13=\"\",F86,IF(D13<E13,D13,0))","v":"23:59:00"},"00:00:00",{"$f":"IF(D14=\"\",H86,IF(D14<E14,D14,0))","v":"23:59:00"},null,null,null,-16,0,0,0,0,0,0,0,0]
[null,null,{"$f":"E12","v":"00:00:00"},{"$f":"IF(D78=D86,0,IF(D12>E12,D12,\"23:59\"))","v":"00:00:00"},{"$f":"E13","v":"00:00:00"},{"$f":"IF(F78=F86,0,IF(D13>E13,D13,\"23:59\"))","v":"00:00:00"},{"$f":"E14","v":"00:00:00"},{"$f":"IF(H78=H86,0,IF(D14>E14,D14,\"23:59\"))","v":"00:00:00"},null,null,null,-15,0,0,0,0,0,0,0,0]
[null,null,null,null,null,null,null,null,null,null,null,-14,0,0,0,0,0,0,0,0]
[null,null,null,null,null,null,null,null,null,null,null,-13,0,0,0,0,0,0,0,0]
[null,"Abgesenkt",{"$f":"IF(D12<E12,D12,0)","v":"00:00:00"},{"$f":"E12","v":"00:00:00"},{"$f":"IF(D13<E13,D13,0)","v":"00:00:00"},{"$f":"E13","v":"00:00:00"},{"$f":"IF(D14<E14,D14,0)","v":"00:00:00"},{"$f":"E14","v":"00:00:00"},null,null,null,-12,0,0,0,0,0,0,0,0]
[null,null,{"$f":"IF(D12>E12,D12,0)","v":"00:00:00"},{"$f":"IF(C83=0,0,D86)","v":"00:00:00"},{"$f":"IF(D13>E13,D13,0)","v":"00:00:00"},{"$f":"IF(E83=0,0,F86)","v":"00:00:00"},{"$f":"IF(D14>E14,D14,0)","v":"00:00:00"},{"$f":"IF(G83=0,0,H86)","v":"00:00:00"},null,null,null,-11,0,0,0,0,0,0,0,0]
[null,null,null,null,null,null,null,null,null,null,null,-10,0,0,0,0,0,0,0,0]
[null,null,null,null,null,null,null,null,null,null,null,-9,0,0,0,0,0,0,0,0]
[null,"Plausibilitätstest",{"$f":"IF((SUM(D78:D85)-SUM(C78:C85))<1,\"i.O\",\"Zuviele Stunden!\")","v":"i.O"},"23:59:00",{"$f":"IF((SUM(F78:F85)-SUM(E79:E85))<1,\"i.O\",\"Zuviele Stunden!\")","v":"i.O"},{"$f":"D86","v":"23:59:00"},{"$f":"IF((SUM(H78:H85)-SUM(G79:G85))<1,\"i.O\",\"Zuviele Stunden!\")","v":"i.O"},{"$f":"F86","v":"23:59:00"},null,null,null,-8,0,0,0,0,0,0,0,0]
["optimiert",null,"Mo - Fr.",null,"Sa",null,"So",null,null,null,null,-7,0,0,0,0,0,0,0,0]
[null,null,"von","bis","von","bis","von","bis",null,null,null,-6,0,0,0,0,0,0,0,0]
[null,"Normal","00:00:00",{"$f":"IF(J12=\"\",D97,IF(J12<K12,J12,0))","v":"23:59:00"},"00:00:00",{"$f":"IF(J13=\"\",F97,IF(J13<K13,J13,0))","v":"23:59:00"},"00:00:00",{"$f":"IF(J14=\"\",H97,IF(J14<K14,J14,0))","v":"23:59:00"},null,null,null,-5,0,0,0,0,0,0,0,0]
[null,null,{"$f":"IF(J12<K12,K12,K12)","v":"00:00:00"},{"$f":"IF(D89=D97,0,IF(J12>K12,J12,\"23:59\"))","v":"00:00:00"},{"$f":"IF(J13<K13,K13,K13)","v":"00:00:00"},{"$f":"IF(F89=F97,0,IF(J13>K13,J13,\"23:59\"))","v":"00:00:00"},{"$f":"K14","v":"00:00:00"},{"$f":"IF(H89=H97,0,IF(J14>K14,J14,\"23:59\"))","v":"00:00:00"},null,null,null,-4,0,0,0,0,0,0,0,0]
[null,null,null,null,null,null,null,null,null,null,null,-3,0,0,0,0,0,0,0,0]
[null,null,null,null,null,null,null,null,null,null,null,-2,0,0,0,0,0,0,0,0]
[null,"Abgesenkt",{"$f":"IF(J12<K12,J12,0)","v":"00:00:00"},{"$f":"K12","v":"00:00:00"},{"$f":"IF(J13<K13,J13,0)","v":"00:00:00"},{"$f":"K13","v":"00:00:00"},{"$f":"IF(J14<K14,J14,0)","v":"00:00:00"},{"$f":"K14","v":"00:00:00"},null,null,null,-1,0,0,0,0,0,0,0,0]
[null,null,{"$f":"IF(J12>K12,J12,0)","v":"00:00:00"},{"$f":"IF(C94=0,0,D97)","v":"00:00:00"},{"$f":"IF(J13>K13,J13,0)","v":"00:00:00"},{"$f":"IF(E94=0,0,F97)","v":"00:00:00"},{"$f":"IF(J14>K14,J14,0)","v":"00:00:00"},{"$f":"IF(G94=0,0,H97)","v":"00:00:00"},null,null,null,0,0,0,0,0,0,0,0,0]
[null,null,null,null,null,null,null,null,null,null,null,1,0,0,0,0,0,0,0,0]
[null,null,null,null,null,null,null,null,null,null,null,2,0,0,0,0,0,0,0,0]
[null,"Plausibilitätstest",{"$f":"IF((SUM(D89:D96)-SUM(C90:C96))<1,\"i.O\",\"Zuviele Stunden!\")","v":"i.O"},{"$f":"D86","v":"23:59:00"},{"$f":"IF((SUM(F89:F96)-SUM(E90:E96))<1,\"i.O\",\"Zuviele Stunden!\")","v":"i.O"},{"$f":"F86","v":"23:59:00"},{"$f":"IF((SUM(H89:H96)-SUM(G90:G96))<1,\"i.O\",\"Zuviele Stunden!\")","v":"i.O"},{"$f":"H86","v":"23:59:00"},null,null,null,3,0,0,0,0,0,0,0,0]
["Heizkurve","Normal",null,null,"Abgesenkt",null,null,null,null,null,null,4,0,0,0,0,0,0,0,0]
["alt","tA ","tVL ",null,"tA ","tVL ",null,null,null,null,null,5,0,0,0,0,0,0,0,0]
[null,{"$f":"IF($G$48=$G$49,C23,C24-2)","v":-2},{"$f":"IF(G48=G49,D23,D24)","v":0},null,{"$f":"IF($G$48=$G$49,C23,C24-2)","v":-2},{"$f":"IF(G48=G49,E23,E24)","v":0},null,null,null,null,null,6,0,0,0,0,0,0,0,0]
[null,{"$f":"C24","v":0},{"$f":"D24","v":0},null,{"$f":"C24","v":0},{"$f":"E24","v":0},null,null,null,null,null,7,0,0,0,0,0,0,0,0]
[null,{"$f":"C25","v":0},{"$f":"D25","v":0},null,{"$f":"C25","v":0},{"$f":"E25","v":0},null,null,null,null,null,8,0,0,0,0,0,0,0,0]
[null,{"$f":"IF($G$48=$G$49,C26,C25+2)","v":2},{"$f":"IF($G$48=$G$49,D26,D25)","v":0},null,{"$f":"IF($G$48=$G$49,C26,C25+2)","v":2},{"$f":"IF($G$48=$G$49,E26,E25)","v":0},null,null,null,null,null,9,0,0,0,0,0,0,0,0]
[null,"Normal",null,null,"Abgesenkt",null,null,null,null,null,null,10,0,0,0,0,0,0,0,0]
["optimiert","tA ","tVL ",null,"tA ","tVL ",null,null,null,null,null,11,0,0,0,0,0,0,0,0]
[null,{"$f":"IF($G$48=$G$49,I23,I24-2)","v":-2},{"$f":"IF($G$48=$G$49,J23,J24)","v":0},null,{"$f":"IF($G$48=$G$49,I23,I24-2)","v":-2},{"$f":"IF($G$48=$G$49,K23,K24)","v":0},null,null,null,null,null,12,0,0,0,0,0,0,0,0]
[null,{"$f":"I24","v":0},{"$f":"J24","v":0},null,{"$f":"I24","v":0},{"$f":"K24","v":0},null,null,null,null,null,13,0,0,0,0,0,0,0,0]
[null,{"$f":"I25","v":0},{"$f":"J25","v":0},null,{"$f":"I25","v":0},{"$f":"K25","v":0},null,null,null,null,null,14,0,0,0,0,0,0,0,0]
[null,{"$f":"IF($G$48=$G$49,I26,I25+2)","v":2},{"$f":"IF($G$48=$G$49,J26,J25)","v":0},null,{"$f":"IF($G$48=$G$49,I26,I25+2)","v":2},{"$f":"IF($G$48=$G$49,K26,K25)","v":0},null,null,null,null,null,15,0,0,0,0,0,0,0,0]
[null,null,null,null,null,null,null,null,null,null,null,16,0,0,0,0,0,0,0,0]
[null,null,null,null,null,null,null,null,null,null,null,17,0,0,0,0,0,0,0,0]
[null,null,null,null,null,null,null,null,null,null,null,18,0,0,0,0,0,0,0,0]
[null,null,null,null,null,null,null,null,null,null,null,19,0,0,0,0,0,0,0,0]
[null,null,null,null,null,null,null,null,null,null,null,20,0,0,0,0,0,0,0,0]
[null,null,null,null,null,null,null,null,null,null,null,21,0,0,0,0,0,0,0,0]
[null,null,null,null,null,null,null,null,null,null,null,22,0,0,0,0,0,0,0,0]
[null,null,null,null,null,null,null,null,null,null,null,23,0,0,0,0,0,0,0,0]
[null,null,null,null,null,null,null,null,null,null,null,24,0,0,0,0,0,0,0,0]
[null,null,null,null,null,null,null,null,null,null,null,25,0,0,0,0,0,0,0,0]
[null,null,null,null,null,null,null,null,null,null,null,26,0,0,0,0,0,0,0,0]
[null,null,null,null,null,null,null,null,null,null,null,27,0,0,0,0,0,0,0,0]
[null,null,null,null,null,null,null,null,null,null,null,28,0,0,0,0,0,0,0,0]
[null,null,null,null,null,null,null,null,null,null,null,29,0,0,0,0,0,0,0,0]
[null,null,null,null,null,null,null,null,null,null,null,30,0,0,0,0,0,0,0,0]
[null,null,null,null,null,null,null,null,null,null,null,31,0,0,0,0,0,0,0,0]
[null,null,null,null,null,null,null,null,null,null,null,32,0,0,0,0,0,0,0,0]
[null,null,null,null,null,null,null,null,null,null,null,33,0,0,0,0,0,0,0,0]
[null,null,null,null,null,null,null,null,null,null,null,34,0,0,0,0,0,0,0,0]
[null,null,null,null,null,null,null,null,null,null,null,35,0,0,0,0,0,0,0,0]

{"sheet":"H10","index":13,"n_rows":129,"n_cols":22,"rows_kept":129,"cut":false,"hidden":true,"merged":[[0,8,0,9],[0,19,0,20],[3,11,7,21],[5,9,5,10],[6,9,6,10]]}
[{"$f":"Begriffe!B278&\" \"&Heizung!B24&\" \"&Begriffe!B279","v":"Heizgruppe  Detail"},null,null,{"$f":"Begriffe!B280","v":"Status"},{"$f":"IF(OR(E4=\"\",K4=\"\",K5=\"\",J6=\"\",E16=\"\",K16=\"\",C23=\"\",C24=\"\",C25=\"\",C26=\"\",D23=\"\",D24=\"\",D25=\"\",D26=\"\",I23=\"\",I24=\"\",I25=\"\",I26=\"\",J23=\"\",J24=\"\",J25=\"\",J26=\"\"),1,0)","v":1},null,null,{"$f":"Begriffe!B281","v":"Verantwortlicher"},null,null,{"$f":"Einführung!K1","v":"V 1.0.0"},{"$f":"A1","v":"Heizgruppe  Detail"},null,null,null,null,null,null,{"$f":"H1","v":"Verantwortlicher"},{"$f":"IF(I1=\"\",\"\",I1)","v":""},null,{"$f":"Einführung!K1","v":"V 1.0.0"}]
[]
[{"$f":"Begriffe!B282","v":"Technische Daten"},null,null,null,null,null,null,null,null,null,null,{"$f":"Begriffe!B312","v":"Hinweise"}]
[{"$f":"Begriffe!B283","v":"Wärmeleistung Heizgruppe"},null,null,{"$f":"IF(IFERROR((E5-E6)*K4*1.163,\"\")=0,\"\",IFERROR((E5-E6)*K4*1.163,\"\"))","v":""},"",null,{"$f":"Begriffe!B287","v":"Volumenstrom"},null,null,{"$f":"IFERROR(IF(OR(E5=\"\",E6=\"\"),(E4/((D5-D6)*1.163)),(E4/((E5-E6)*1.163))),\"\")","v":""}]
[{"$f":"Begriffe!B284","v":"Vorlauftemperatur bei Auslegung"},null,null,{"$f":"IF(E5=\"\",IF(J49<=0,\"\",J49),\"\")","v":""},null,null,{"$f":"Begriffe!B288","v":"max. Leistungsaufnahme Pumpe"}]
[{"$f":"Begriffe!B285","v":"Rücklauftemperatur bei Auslegung"},null,null,{"$f":"IF(E6=\"\",IF(IFERROR(D52,0)<=0,\"\",D52),\"\")","v":""},null,null,{"$f":"Begriffe!B289","v":"Art der Raumregulierung"}]
[{"$f":"Begriffe!B286","v":"Rohrdimension (Schätzung Wärmeleistung)"},null,null,{"$f":"IF(E7=\"\",\"\",IF((E5-E6)<=0,0.0127*E7^2.114,IF((E5-E6)<=7,0.0088*E7^2.1161,IF((E5-E6)<=10,0.0127*E7^2.114,IF((E5-E6)<=15,0.0195*E7^2.1077,0.0257*E7^2.1107)))))","v":""},null,null,{"$f":"Begriffe!B293","v":"Raumnutzung"}]
[]
[{"$f":"Begriffe!B294","v":"Bestehend"},null,null,null,null,null,{"$f":"Begriffe!B295","v":"Optimiert"}]
[null,null,null,null,null,null,null,null,null,null,null,{"$f":"Begriffe!B313","v":"Energieverbrauch und Energiekosten"}]
[{"$f":"Begriffe!B296","v":"Betriebszeiten Absenkung"},null,null,{"$f":"Begriffe!B300","v":"von"},{"$f":"Begriffe!B301","v":"bis"},null,{"$f":"A11","v":"Betriebszeiten Absenkung"},null,null,{"$f":"D11","v":"von"},{"$f":"E11","v":"bis"}]
[null,null,{"$f":"Begriffe!B297","v":"Mo.-Fr. "},null,null,null,null,null,{"$f":"C12","v":"Mo.-Fr. "},null,null,null,{"$f":"Begriffe!B314","v":"Kosten Nutzenergie"},null,null,null,null,{"$f":"Begriffe!B315","v":"Kosten Hilfsenergie [Elektrizität] "}]
[null,null,{"$f":"Begriffe!B298","v":"Samstag"},null,null,null,null,null,{"$f":"C13","v":"Samstag"}]
[null,null,{"$f":"Begriffe!B299","v":"Sonntag"},null,null,null,null,null,{"$f":"C14","v":"Sonntag"}]
[]
[{"$f":"Begriffe!B302","v":"Parameter"},null,{"$f":"Begriffe!B303","v":"Heizgrenze"},null,null,null,{"$f":"A16","v":"Parameter"},null,{"$f":"C16","v":"Heizgrenze"}]
[null,null,{"$f":"Begriffe!B304","v":"Heigrenze abgesenkt"},null,null,null,null,null,{"$f":"C17","v":"Heigrenze abgesenkt"}]
[null,null,{"$f":"Begriffe!B305","v":"Raumtemperatur"},null,null,null,null,null,{"$f":"C18","v":"Raumtemperatur"},null,null,null,null,null,{"$f":"L51","v":"Nutzenergie"},{"$f":"O51","v":0},{"$f":"Q51","v":0}]
[null,null,{"$f":"Begriffe!B306","v":"Gebäudezeitkonstante"},null,null,null,null,null,{"$f":"C19","v":"Gebäudezeitkonstante"},null,null,null,null,null,{"$f":"L52","v":"Elektrizität Pumpen"},{"$f":"O52","v":0},{"$f":"Q52","v":0}]
[null,null,{"$f":"Begriffe!B307","v":"Pumpenstufe"},null,null,null,null,null,{"$f":"C20","v":"Pumpenstufe"}]
[]
[{"$f":"Begriffe!B308","v":"Heizkurve"},null,{"$f":"Begriffe!B309","v":"Aussentemp."},{"$f":"Begriffe!B310","v":"Vorlauftemp."},{"$f":"Begriffe!B311","v":"Vorlauftemp. Red."},null,{"$f":"A22","v":"Heizkurve"},null,{"$f":"C22","v":"Aussentemp."},{"$f":"D22","v":"Vorlauftemp."},{"$f":"E22","v":"Vorlauftemp. Red."}]
[]
[]
[]
[]
[]
[]
[null,null,null,null,null,null,null,null,null,null,null,null,null,null,null,{"$f":"Begriffe!B318","v":"Bestehend"},{"$f":"Begriffe!B319","v":"Optimiert"},{"$f":"Begriffe!B320","v":"Einsparung"}]
[null,null,null,null,null,null,null,null,null,null,null,null,null,{"$f":"Begriffe!B316","v":"Nutzenergie"},null,{"$f":"N51","v":0},{"$f":"P51","v":0},{"$f":"P30-Q30","v":0},{"$f":"ROUND(O51,-1)-ROUND(Q51,-1)","v":0},{"$f":"R30/P30","v":{"$error":"#DIV/0!"}}]
[null,null,null,null,null,null,null,null,null,null,null,null,null,{"$f":"Begriffe!B317","v":"Hilfsenergie"},null,{"$f":"N52","v":0},{"$f":"P52","v":0},{"$f":"P31-Q31","v":0},{"$f":"ROUND(O52,-1)-ROUND(Q52,-1)","v":0},{"$f":"R31/P31","v":{"$error":"#DIV/0!"}}]
[]
[]
[null,null,null,null,null,null,null,null,null,null,null,{"$f":"Begriffe!B321","v":"Energieverbrauch "},null,null,null,null,null,{"$f":"Begriffe!B328","v":"Heizgradtage"}]
[null,null,null,null,null,null,null,null,null,null,null,null,{"$f":"Begriffe!B322","v":"Berechnet"},null,null,{"$f":"P30","v":0},null,null,{"$f":"Begriffe!B329","v":"Heizgradtage"},null,null,{"$f":"WE!D31","v":0}]
[null,null,null,null,null,null,null,null,null,null,null,null,{"$f":"Begriffe!B323","v":"Real"},null,null,null,null,null,{"$f":"Begriffe!B330","v":"Norm Heizgradtage "},null,null,{"$f":"WE!E31","v":0}]
[null,null,null,null,null,null,null,null,null,null,null,null,{"$f":"Begriffe!B324","v":"Normiert"},null,null,{"$f":"IFERROR(P36/$V$35*$V$36,0)","v":0}]
[null,null,null,null,null,null,null,null,null,null,null,{"$f":"Begriffe!B325","v":"Korrekturfaktor"},{"$f":"Begriffe!B326","v":"Abweichung"},null,null,{"$f":"IFERROR(P37/P35,\" \")","v":" "}]
[null,null,null,null,null,null,null,null,null,null,null,null,{"$f":"Begriffe!B327","v":"Korrekturfaktor"},null,null,1]
[null,{"$f":"E16","v":0},{"$f":"E17","v":0},100,null,null,null,{"$f":"K16","v":0},{"$f":"K17","v":0},100]
[null,{"$f":"E16","v":0},{"$f":"C40","v":0},0,null,null,null,{"$f":"H40","v":0},{"$f":"I40","v":0},0]
[]
[]
[]
[]
[]
["Eingabe",null,null,null,null,null,null,null,null,null,null,"Ergebnisse"]
["Grundlage Berechnung",null,null,"alt","optimiert",{"$f":"MID(CELL(\"dateiname\",A1),FIND(\"]\",CELL(\"dateiname\",A1))+1,255)","v":"H10"},{"$f":"VLOOKUP(F48,Heizung!A15:C24,3,FALSE)","v":"nein"},null,"Min",{"$f":"MIN(D23:E26,J23:K26)","v":0},null,"Energieverbrauch ",null,"Bestehend",null,"Optimiert"]
["Kennwerte:","Beheizte Fläche",null,50,50,null,{"$f":"G53","v":"ja"},null,"Max",{"$f":"MAX(D23:E26,J23:K26)","v":0},null,null,null,"Nutzenergie","Kosten","Nutzenergie","Kosten"]
[null,"Aussentemperatur Auslegung",null,{"$f":"VLOOKUP(Startblatt!C6,Klimadaten!B4:I43,8,TRUE)","v":{"$error":"#N/A"}},{"$f":"D50","v":{"$error":"#N/A"}},null,null,null,null,null,null,null,null,"[kWh]","[CHF/a]","[kWh]","[CHF/a]"]
[null,"Vorlauftemp. bei Auslegung",null,{"$f":"IF(E5=\"\",D5,E5)","v":""},{"$f":"D51","v":""},null,null,null,null,null,null,"Nutzenergie",null,0,0,0,0]
[null,"Rücklauftemp. bei Auslegung",null,{"$f":"IF(D51=0,0,IF(E6=\"\",D51-IF(D51>Grundlagendaten!H37,Grundlagendaten!J37,IF(AND(Grundlagendaten!H38<=D51,D51<=Grundlagendaten!I38),Grundlagendaten!J38,IF(AND(Grundlagendaten!H39<=D51,D51<=Grundlagendaten!I39),10,Grundlagendaten!J40))),E6))","v":{"$error":"#VALUE!"}},{"$f":"D52","v":{"$error":"#VALUE!"}},null,{"$f":"Begriffe!B76","v":"nein"},null,null,null,null,"Elektrizität Pumpen",null,0,0,0,0]
[null,"Wärmebedarf \nbei Aussentemperatur",null,{"$f":"E4*0.65","v":{"$error":"#VALUE!"}},null,null,{"$f":"Begriffe!B77","v":"ja"},null,null,null,null,"Daten für WE"]
[null,"Länge Leitungsnetz gedämmt",null,{"$f":"D53*2.2*0.9","v":{"$error":"#VALUE!"}},{"$f":"D54","v":{"$error":"#VALUE!"}},null,null,null,null,null,null,"BZ","Bestehend","Optimiert"]
[null,"Länge Leitungsnetz ungedämmt",null,{"$f":"D53*2.2*0.1","v":{"$error":"#VALUE!"}},{"$f":"D55","v":{"$error":"#VALUE!"}},null,null,null,null,null,null,"N: Mo-Fr. von","00:00:00","00:00:00"]
[null,"Durchmesser Leitungsnetz",null,{"$f":"IF(E7=\"\",0.1247*D53+ 37.983,VLOOKUP(E7,Grundlagendaten!A39:D53,3,FALSE))","v":{"$error":"#VALUE!"}},{"$f":"D56","v":{"$error":"#VALUE!"}},null,null,null,null,null,null,"N: Mo-Fr. bis","23:59:00","23:59:00"]
[null,"Volumenstrom Gruppe bei Auslegetemp.",null,{"$f":"IF(G48=G49,K4,D53/((D51-D52)*1.163))","v":{"$error":"#VALUE!"}},{"$f":"D57","v":{"$error":"#VALUE!"}},null,null,null,null,null,null,"N: Sa von","00:00:00","00:00:00"]
[null,"Leistung der Pumpe",null,{"$f":"IF(G48=G49,K5/1000,D53*0.001)","v":{"$error":"#VALUE!"}},{"$f":"D58","v":{"$error":"#VALUE!"}},null,null,null,null,null,null,"N: Sa bis","23:59:00","23:59:00"]
[null,"Art der Heizgruppe",null,"konstanter Volumenstrom",null,null,null,null,null,null,null,"N: So von","00:00:00","00:00:00"]
["Regulierung:","Regulierung der Pumpe",null,"mit FU","mit FU",null,null,null,null,null,null,"N: So bis","23:59:00","23:59:00"]
[null,"Regulierung der Raumtemperatur",null,{"$f":"IF(J6=\"\",Begriffe!B292,J6)","v":"Einzelraum"},{"$f":"D61","v":"Einzelraum"},null,null,null,null,null,null,"R: Mo-Fr. von","00:00:00","00:00:00"]
["Parameter:","Art des Wärmebedarfs ",null,"Raumwärme","Raumwärme",null,null,null,null,null,null,"R: Mo-Fr. bis","00:00:00","00:00:00"]
[null,"Heizgrenze",null,{"$f":"E16","v":0},{"$f":"K16","v":0},null,null,null,null,null,null,"R: Sa von","00:00:00","00:00:00"]
[null,"Heizgrenze abgsenkt",null,{"$f":"IF(E17=\"\",E16,E17)","v":0},{"$f":"IF(K17=\"\",K16,K17)","v":0},null,null,null,null,null,null,"R: Sa bis","00:00:00","00:00:00"]
[null,"Gebäudezeitkonstante",null,{"$f":"E19","v":0},{"$f":"K19","v":0},null,null,null,null,null,null,"R: So von","00:00:00","00:00:00"]
[null,"Raumtemperatur",null,{"$f":"IF(E18=\"\",22,E18)","v":22},{"$f":"IF(K18=\"\",22,K18)","v":22},null,null,null,null,null,null,"R: So bis","00:00:00","00:00:00"]
["Kontrolle / Korrektur","Zeitfaktor Regulierung Druckdifferenz",null,1,null,null,null,null,null,null,null,null,"Leistung kW",null,"Energieverbrauch kWh",null,"Vorlauftemp. Normal",null,"Vorlauftemp. Reduziert"]
["Faktoren für Berechnung","Reduktion Raumtemp. bei Einzelraumreg.",null,1,"K",null,null,null,null,null,null,null,"Bestehend","Optimiert","Bestehend","Optimiert","Bestehend","Optimiert","Bestehend","Optimiert"]
[null,"Reduktion Max. Leistung bei Prozesskälte",null,0.8,null,null,null,null,null,null,null,-25,0,0,0,0,0,0,0,0]
[null,"Delta RT durch internen Lasten",null,0,"K",null,null,null,null,null,null,-24,0,0,0,0,0,0,0,0]
[null,"Reduktionsfaktor Pumpe mit FU",null,0.5,null,null,null,null,null,null,null,-23,0,0,0,0,0,0,0,0]
[null,"Technikraumtemperatur",null,20,"°C",null,null,null,null,null,null,-22,0,0,0,0,0,0,0,0]
[null,"Anzahl Tage bei Regulierung \"Hand\"",null,365,"Tage/Jahr",null,null,null,null,null,null,-21,0,0,0,0,0,0,0,0]
[null,"Korrektur Faktor Energieverbrauch",null,{"$f":"P39*WE!$D$33","v":1},null,null,null,null,null,null,null,-20,0,0,0,0,0,0,0,0]
[null,"Raumtemperatur bei Auslegung",null,20,null,null,null,null,null,null,null,-19,0,0,0,0,0,0,0,0]
["Betriebszeiten:",null,"Mo - Fr.",null,"Sa",null,"So",null,null,null,null,-18,0,0,0,0,0,0,0,0]
["alt",null,"von","bis","von","bis","von","bis",null,null,null,-17,0,0,0,0,0,0,0,0]
[null,"Normal","00:00:00",{"$f":"IF(D12=\"\",D86,IF(D12<E12,D12,0))","v":"23:59:00"},"00:00:00",{"$f":"IF(D13=\"\",F86,IF(D13<E13,D13,0))","v":"23:59:00"},"00:00:00",{"$f":"IF(D14=\"\",H86,IF(D14<E14,D14,0))","v":"23:59:00"},null,null,null,-16,0,0,0,0,0,0,0,0]
[null,null,{"$f":"E12","v":"00:00:00"},{"$f":"IF(D78=D86,0,IF(D12>E12,D12,\"23:59\"))","v":"00:00:00"},{"$f":"E13","v":"00:00:00"},{"$f":"IF(F78=F86,0,IF(D13>E13,D13,\"23:59\"))","v":"00:00:00"},{"$f":"E14","v":"00:00:00"},{"$f":"IF(H78=H86,0,IF(D14>E14,D14,\"23:59\"))","v":"00:00:00"},null,null,null,-15,0,0,0,0,0,0,0,0]
[null,null,null,null,null,null,null,null,null,null,null,-14,0,0,0,0,0,0,0,0]
[null,null,null,null,null,null,null,null,null,null,null,-13,0,0,0,0,0,0,0,0]
[null,"Abgesenkt",{"$f":"IF(D12<E12,D12,0)","v":"00:00:00"},{"$f":"E12","v":"00:00:00"},{"$f":"IF(D13<E13,D13,0)","v":"00:00:00"},{"$f":"E13","v":"00:00:00"},{"$f":"IF(D14<E14,D14,0)","v":"00:00:00"},{"$f":"E14","v":"00:00:00"},null,null,null,-12,0,0,0,0,0,0,0,0]
[null,null,{"$f":"IF(D12>E12,D12,0)","v":"00:00:00"},{"$f":"IF(C83=0,0,D86)","v":"00:00:00"},{"$f":"IF(D13>E13,D13,0)","v":"00:00:00"},{"$f":"IF(E83=0,0,F86)","v":"00:00:00"},{"$f":"IF(D14>E14,D14,0)","v":"00:00:00"},{"$f":"IF(G83=0,0,H86)","v":"00:00:00"},null,null,null,-11,0,0,0,0,0,0,0,0]
[null,null,null,null,null,null,null,null,null,null,null,-10,0,0,0,0,0,0,0,0]
[null,null,null,null,null,null,null,null,null,null,null,-9,0,0,0,0,0,0,0,0]
[null,"Plausibilitätstest",{"$f":"IF((SUM(D78:D85)-SUM(C78:C85))<1,\"i.O\",\"Zuviele Stunden!\")","v":"i.O"},"23:59:00",{"$f":"IF((SUM(F78:F85)-SUM(E79:E85))<1,\"i.O\",\"Zuviele Stunden!\")","v":"i.O"},{"$f":"D86","v":"23:59:00"},{"$f":"IF((SUM(H78:H85)-SUM(G79:G85))<1,\"i.O\",\"Zuviele Stunden!\")","v":"i.O"},{"$f":"F86","v":"23:59:00"},null,null,null,-8,0,0,0,0,0,0,0,0]
["optimiert",null,"Mo - Fr.",null,"Sa",null,"So",null,null,null,null,-7,0,0,0,0,0,0,0,0]
[null,null,"von","bis","von","bis","von","bis",null,null,null,-6,0,0,0,0,0,0,0,0]
[null,"Normal","00:00:00",{"$f":"IF(J12=\"\",D97,IF(J12<K12,J12,0))","v":"23:59:00"},"00:00:00",{"$f":"IF(J13=\"\",F97,IF(J13<K13,J13,0))","v":"23:59:00"},"00:00:00",{"$f":"IF(J14=\"\",H97,IF(J14<K14,J14,0))","v":"23:59:00"},null,null,null,-5,0,0,0,0,0,0,0,0]
[null,null,{"$f":"IF(J12<K12,K12,K12)","v":"00:00:00"},{"$f":"IF(D89=D97,0,IF(J12>K12,J12,\"23:59\"))","v":"00:00:00"},{"$f":"IF(J13<K13,K13,K13)","v":"00:00:00"},{"$f":"IF(F89=F97,0,IF(J13>K13,J13,\"23:59\"))","v":"00:00:00"},{"$f":"K14","v":"00:00:00"},{"$f":"IF(H89=H97,0,IF(J14>K14,J14,\"23:59\"))","v":"00:00:00"},null,null,null,-4,0,0,0,0,0,0,0,0]
[null,null,null,null,null,null,null,null,null,null,null,-3,0,0,0,0,0,0,0,0]
[null,null,null,null,null,null,null,null,null,null,null,-2,0,0,0,0,0,0,0,0]
[null,"Abgesenkt",{"$f":"IF(J12<K12,J12,0)","v":"00:00:00"},{"$f":"K12","v":"00:00:00"},{"$f":"IF(J13<K13,J13,0)","v":"00:00:00"},{"$f":"K13","v":"00:00:00"},{"$f":"IF(J14<K14,J14,0)","v":"00:00:00"},{"$f":"K14","v":"00:00:00"},null,null,null,-1,0,0,0,0,0,0,0,0]
[null,null,{"$f":"IF(J12>K12,J12,0)","v":"00:00:00"},{"$f":"IF(C94=0,0,D97)","v":"00:00:00"},{"$f":"IF(J13>K13,J13,0)","v":"00:00:00"},{"$f":"IF(E94=0,0,F97)","v":"00:00:00"},{"$f":"IF(J14>K14,J14,0)","v":"00:00:00"},{"$f":"IF(G94=0,0,H97)","v":"00:00:00"},null,null,null,0,0,0,0,0,0,0,0,0]
[null,null,null,null,null,null,null,null,null,null,null,1,0,0,0,0,0,0,0,0]
[null,null,null,null,null,null,null,null,null,null,null,2,0,0,0,0,0,0,0,0]
[null,"Plausibilitätstest",{"$f":"IF((SUM(D89:D96)-SUM(C90:C96))<1,\"i.O\",\"Zuviele Stunden!\")","v":"i.O"},{"$f":"D86","v":"23:59:00"},{"$f":"IF((SUM(F89:F96)-SUM(E90:E96))<1,\"i.O\",\"Zuviele Stunden!\")","v":"i.O"},{"$f":"F86","v":"23:59:00"},{"$f":"IF((SUM(H89:H96)-SUM(G90:G96))<1,\"i.O\",\"Zuviele Stunden!\")","v":"i.O"},{"$f":"H86","v":"23:59:00"},null,null,null,3,0,0,0,0,0,0,0,0]
["Heizkurve","Normal",null,null,"Abgesenkt",null,null,null,null,null,null,4,0,0,0,0,0,0,0,0]
["alt","tA ","tVL ",null,"tA ","tVL ",null,null,null,null,null,5,0,0,0,0,0,0,0,0]
[null,{"$f":"IF($G$48=$G$49,C23,C24-2)","v":-2},{"$f":"IF(G48=G49,D23,D24)","v":0},null,{"$f":"IF($G$48=$G$49,C23,C24-2)","v":-2},{"$f":"IF(G48=G49,E23,E24)","v":0},null,null,null,null,null,6,0,0,0,0,0,0,0,0]
[null,{"$f":"C24","v":0},{"$f":"D24","v":0},null,{"$f":"C24","v":0},{"$f":"E24","v":0},null,null,null,null,null,7,0,0,0,0,0,0,0,0]
[null,{"$f":"C25","v":0},{"$f":"D25","v":0},null,{"$f":"C25","v":0},{"$f":"E25","v":0},null,null,null,null,null,8,0,0,0,0,0,0,0,0]
[null,{"$f":"IF($G$48=$G$49,C26,C25+2)","v":2},{"$f":"IF($G$48=$G$49,D26,D25)","v":0},null,{"$f":"IF($G$48=$G$49,C26,C25+2)","v":2},{"$f":"IF($G$48=$G$49,E26,E25)","v":0},null,null,null,null,null,9,0,0,0,0,0,0,0,0]
[null,"Normal",null,null,"Abgesenkt",null,null,null,null,null,null,10,0,0,0,0,0,0,0,0]
["optimiert","tA ","tVL ",null,"tA ","tVL ",null,null,null,null,null,11,0,0,0,0,0,0,0,0]
[null,{"$f":"IF($G$48=$G$49,I23,I24-2)","v":-2},{"$f":"IF($G$48=$G$49,J23,J24)","v":0},null,{"$f":"IF($G$48=$G$49,I23,I24-2)","v":-2},{"$f":"IF($G$48=$G$49,K23,K24)","v":0},null,null,null,null,null,12,0,0,0,0,0,0,0,0]
[null,{"$f":"I24","v":0},{"$f":"J24","v":0},null,{"$f":"I24","v":0},{"$f":"K24","v":0},null,null,null,null,null,13,0,0,0,0,0,0,0,0]
[null,{"$f":"I25","v":0},{"$f":"J25","v":0},null,{"$f":"I25","v":0},{"$f":"K25","v":0},null,null,null,null,null,14,0,0,0,0,0,0,0,0]
[null,{"$f":"IF($G$48=$G$49,I26,I25+2)","v":2},{"$f":"IF($G$48=$G$49,J26,J25)","v":0},null,{"$f":"IF($G$48=$G$49,I26,I25+2)","v":2},{"$f":"IF($G$48=$G$49,K26,K25)","v":0},null,null,null,null,null,15,0,0,0,0,0,0,0,0]
[null,null,null,null,null,null,null,null,null,null,null,16,0,0,0,0,0,0,0,0]
[null,null,null,null,null,null,null,null,null,null,null,17,0,0,0,0,0,0,0,0]
[null,null,null,null,null,null,null,null,null,null,null,18,0,0,0,0,0,0,0,0]
[null,null,null,null,null,null,null,null,null,null,null,19,0,0,0,0,0,0,0,0]
[null,null,null,null,null,null,null,null,null,null,null,20,0,0,0,0,0,0,0,0]
[null,null,null,null,null,null,null,null,null,null,null,21,0,0,0,0,0,0,0,0]
[null,null,null,null,null,null,null,null,null,null,null,22,0,0,0,0,0,0,0,0]
[null,null,null,null,null,null,null,null,null,null,null,23,0,0,0,0,0,0,0,0]
[null,null,null,null,null,null,null,null,null,null,null,24,0,0,0,0,0,0,0,0]
[null,null,null,null,null,null,null,null,null,null,null,25,0,0,0,0,0,0,0,0]
[null,null,null,null,null,null,null,null,null,null,null,26,0,0,0,0,0,0,0,0]
[null,null,null,null,null,null,null,null,null,null,null,27,0,0,0,0,0,0,0,0]
[null,null,null,null,null,null,null,null,null,null,null,28,0,0,0,0,0,0,0,0]
[null,null,null,null,null,null,null,null,null,null,null,29,0,0,0,0,0,0,0,0]
[null,null,null,null,null,null,null,null,null,null,null,30,0,0,0,0,0,0,0,0]
[null,null,null,null,null,null,null,null,null,null,null,31,0,0,0,0,0,0,0,0]
[null,null,null,null,null,null,null,null,null,null,null,32,0,0,0,0,0,0,0,0]
[null,null,null,null,null,null,null,null,null,null,null,33,0,0,0,0,0,0,0,0]
[null,null,null,null,null,null,null,null,null,null,null,34,0,0,0,0,0,0,0,0]
[null,null,null,null,null,null,null,null,null,null,null,35,0,0,0,0,0,0,0,0]

{"sheet":"TW01","index":14,"n_rows":132,"n_cols":20,"rows_kept":132,"cut":false,"hidden":true,"merged":[[0,17,0,18],[3,9,6,19]]}
[{"$f":"Begriffe!B331&\" \"&Heizung!B46&\" \"&Begriffe!B332","v":"Trinkwarmwasser  Detail"},null,null,{"$f":"Begriffe!B333","v":"Status                       "},{"$f":"IF(OR(D4=\"\",D5=\"\",D7=\"\",I4=\"\",I5=\"\",I7=\"\",D12=\"\",I12=\"\"),1,0)","v":1},null,{"$f":"Begriffe!B334","v":"Verantwortlicher"},null,{"$f":"Einführung!K1","v":"V 1.0.0"},{"$f":"A1","v":"Trinkwarmwasser  Detail"},null,null,null,null,null,null,{"$f":"G1","v":"Verantwortlicher"},{"$f":"H1","v":0},null,{"$f":"Einführung!K1","v":"V 1.0.0"}]
[]
[{"$f":"Begriffe!B335","v":"Technische Daten"},null,null,null,null,null,null,null,null,{"$f":"Begriffe!B371","v":"Hinweise"}]
[{"$f":"Begriffe!B336","v":"Gebäudekategorie"},null,null,null,null,{"$f":"Begriffe!B343","v":"Trinkwarmwasserspeicher-Volumen"}]
[{"$f":"Begriffe!B337","v":"Energiebezugsfläche "},null,null,null,null,{"$f":"Begriffe!B344","v":"Deckungsbeitrag Solaranlage "},null,0]
[{"$f":"Begriffe!B338","v":"Kaltwassertemperatur "},null,10,null,null,{"$f":"Begriffe!B345","v":"Speicherumgebungstemperatur"},null,20]
[{"$f":"Begriffe!B339","v":"Wärmeerzeugung"},null,null,null,null,{"$f":"Begriffe!B346","v":"Rohr-Aussendurchmesser Warmwasserverteilung "}]
[]
[{"$f":"Begriffe!B347","v":"Bestehend"},null,null,null,null,{"$f":"Begriffe!B348","v":"Optimiert"},null,null,null,{"$f":"Begriffe!B372","v":"Energieverbrauch und Energiekosten"}]
[]
[{"$f":"Begriffe!B349","v":"Trinkwarmwasserspeicher"},null,null,null,null,{"$f":"A11","v":"Trinkwarmwasserspeicher"},null,null,null,null,{"$f":"Begriffe!B373","v":"Kosten Nutzenergie"},null,null,null,null,{"$f":"Begriffe!B374","v":"Kosten Hilfsenergie [Elektrizität] "}]
[null,{"$f":"Begriffe!B350","v":"Solltemperatur"},null,null,null,null,{"$f":"B12","v":"Solltemperatur"}]
[]
[{"$f":"Begriffe!B351","v":"elektr. Heizstab"},null,null,null,null,{"$f":"A14","v":"elektr. Heizstab"}]
[null,{"$f":"Begriffe!B352","v":"Solltemperatur"},null,null,null,null,{"$f":"B15","v":"Solltemperatur"}]
[null,{"$f":"Begriffe!B353","v":"Anzahl Legionellenschaltungen"},null,null,null,null,{"$f":"B16","v":"Anzahl Legionellenschaltungen"}]
[null,null,null,null,null,null,null,null,null,null,null,null,{"$f":"J51","v":"Nutzenergie"},{"$f":"M51","v":{"$error":"#N/A"}},{"$f":"O51","v":{"$error":"#N/A"}}]
[{"$f":"Begriffe!B354","v":"Begleitheizbänder"},null,null,null,null,{"$f":"A18","v":"Begleitheizbänder"},null,null,null,null,null,null,{"$f":"J52","v":"Hilfsenergie"},{"$f":"M52","v":{"$error":"#N/A"}},{"$f":"O52","v":{"$error":"#N/A"}}]
[null,{"$f":"Begriffe!B355","v":"Solltemperatur"},null,null,null,null,{"$f":"B19","v":"Solltemperatur"}]
[null,{"$f":"Begriffe!B356","v":"beheizte Leitungslänge"},null,0,null,null,{"$f":"B20","v":"beheizte Leitungslänge"},null,0]
[]
[{"$f":"Begriffe!B357","v":"Zirkulation"},null,null,null,null,{"$f":"A22","v":"Zirkulation"}]
[null,{"$f":"Begriffe!B358","v":"Solltemperatur"},null,null,null,null,{"$f":"B23","v":"Solltemperatur"}]
[null,{"$f":"Begriffe!B359","v":"Pumpenleistung "},null,null,null,null,{"$f":"B24","v":"Pumpenleistung "}]
[null,{"$f":"Begriffe!B360","v":"Länge Zirkulationsleitung"},null,0,null,null,{"$f":"B25","v":"Länge Zirkulationsleitung"},null,0]
[null,{"$f":"Begriffe!B361","v":"Rohrtsystem"},null,null,null,null,{"$f":"B26","v":"Rohrtsystem"}]
[]
[null,null,null,null,null,null,null,null,null,null,null,null,null,{"$f":"Begriffe!B377","v":"Bestehend"},{"$f":"Begriffe!B378","v":"Optimiert"},{"$f":"Begriffe!B379","v":"Einsparung"}]
[{"$f":"Begriffe!B364","v":"Korrektur Energieverbrauch"},null,null,null,null,null,null,null,null,null,null,{"$f":"Begriffe!B375","v":"Nutzenergie"},null,{"$f":"L51","v":0},{"$f":"N51","v":0},{"$f":"N29-O29","v":0},{"$f":"IFERROR(ROUND(M51,-1)-ROUND(O51,-1),0)","v":0},{"$f":"IFERROR(P29/N29,0)","v":0}]
[null,null,null,null,null,null,null,null,null,null,null,{"$f":"Begriffe!B376","v":"Hilfsenergie"},null,{"$f":"L52","v":0},{"$f":"N52","v":0},{"$f":"N30-O30","v":0},{"$f":"IFERROR(ROUND(M52,-1)-ROUND(O52,-1),0)","v":0},{"$f":"IFERROR(P30/N30,0)","v":0}]
[{"$f":"Begriffe!B365","v":"Energieverbrauch "},null,{"$f":"Begriffe!B366","v":"Trinkwarmwasser"}]
[null,{"$f":"Begriffe!B367","v":"Berechnet"},{"$f":"N29","v":0}]
[null,{"$f":"Begriffe!B368","v":"Real"}]
[{"$f":"Begriffe!B369","v":"Korrekturfaktor"},{"$f":"Begriffe!B370","v":"Abweichung"},{"$f":"IFERROR(C33/C32,\" \")","v":" "}]
[null,{"$f":"Begriffe!B369","v":"Korrekturfaktor"},1]
[]
[]
[]
[]
[]
[]
[]
[]
[]
[]
[]
["Eingabe",null,null,null,null,null,null,null,null,"Ergebnisse"]
["Grundlage Berechnung",null,null,"bestehend","optimiert",null,null,null,null,"Energieverbrauch ",null,"Bestehend",null,"Optimiert"]
["Kennwerte","Gebäudekategorie",null,{"$f":"D4","v":0},{"$f":"D49","v":0},null,null,null,null,null,null,"Nutzenergie","Kosten","Nutzenergie","Kosten"]
[null,"Energiebezugsfläche ",null,{"$f":"D5","v":0},0,null,null,null,null,null,null,"[kWh]","[CHF/a]","[kWh]","[CHF/a]"]
[null,"Kaltwassertemperatur ",null,{"$f":"IF(D6=\"\",C6,D6)","v":10},10,null,null,null,null,"Nutzenergie",null,{"$f":"IF(D52=G54,(M58+M59+M60)/3,(M58+M59+M60))","v":0},{"$f":"IF(G52=D52,L51*Q58/100,L51*Q57/100)","v":{"$error":"#N/A"}},{"$f":"IF(E52=G54,(N58+N59+N60)/3,N58+N59+N60)","v":0},{"$f":"IF(E52=G52,N51*Q58/100,N51*R57/100)","v":{"$error":"#N/A"}}]
[null,"Wärmeerzeuger",null,{"$f":"D7","v":0},0,null,{"$f":"Begriffe!B340","v":"WE01 /02 /03"},null,null,"Hilfsenergie",null,{"$f":"M61+M62+M63","v":0},{"$f":"Q57*L52/100","v":{"$error":"#N/A"}},{"$f":"N61+N62+N63","v":0},{"$f":"N52*Q57/100","v":{"$error":"#N/A"}}]
[null,"Trinkwarmwasserspeicher-Volumen",null,{"$f":"I4","v":0},0,null,{"$f":"Begriffe!B341","v":"elektr. Heizstab"}]
[null,"Deckungsbeitrag Solaranlage ",null,{"$f":"I5","v":0},0,null,{"$f":"Begriffe!B342","v":"WP-Boiler"}]
[null,"Speicherumgebungstemperatur",null,{"$f":"IF(I6=\"\",20,I6)","v":20},20]
[null,"Rohr-Aussendurchmesser Warmwasserverteilung ",null,{"$f":"IF(I7=\"\",50,I7)","v":50},50,null,null,null,null,"Grundlage Berechnung",null,null,"alt","optimiert",null,"spez. Energiepreise","Bestehend","Optimiert"]
[null,"Standard Temperatur Verteilung / Speicherstutzen",null,60,60,null,null,null,null,"QWW ",null,null,{"$f":"IFERROR(VLOOKUP(D4,Grundlagendaten!A13:G23,7,FALSE),0)","v":0},{"$f":"M57","v":0},null,{"$f":"Begriffe!B45","v":"Elektrizität"},{"$f":"VLOOKUP(P57,Startblatt!$B$21:$E$26,4,FALSE)","v":{"$error":"#N/A"}},{"$f":"VLOOKUP(P57,Startblatt!$B$21:$E$26,4,FALSE)","v":{"$error":"#N/A"}},"Rp. / kWh"]
["Speicher","Speichertemperatur",null,{"$f":"D12","v":0},{"$f":"I12","v":0},null,null,null,null,"Wärmemenge für Warmwasser ",null,null,{"$f":"((M57*D5*((D12-D6)/(60-10))*(1-I5))/3.6)*$C$35","v":0},{"$f":"((N57*D5*((I12-D6)/(60-10))*(1-I5))/3.6)*$C$35","v":0},null,"Wärme",{"$f":"'Berechnung WE'!$C$849*100","v":{"$error":"#DIV/0!"}},{"$f":"'Berechnung WE'!$D$849*100","v":{"$error":"#DIV/0!"}},"Rp. / kWh"]
[null,"Übererhöhung Vorlauftemp.",null,5,5,null,null,null,null,"Speicherverluste",null,null,{"$f":"(0.1024*D53^0.4968*(D58-D55)*8760/1000)*$C$35","v":0},{"$f":"(0.1024*E53^0.4968*(E58-E55)*8760/1000)*$C$35","v":0},null,"Kälte",{"$f":"KE!$Z$62","v":{"$error":"#N/A"}},{"$f":"KE!$AA$62","v":{"$error":"#N/A"}},"Rp. / kWh"]
[null,"Ladedauer",null,3,3,null,null,null,null,"Wärmeverlust Zirkulation",null,null,{"$f":"(0.0411*D56^0.3267*D67*(D65-D55)*IF(Begriffe!B363='TW01'!D68,1,2)*8760/1000)*$C$35","v":0},{"$f":"(0.0411*E56^0.3267*E67*(E65-E55)*IF(Begriffe!B363='TW01'!E68,1,2)*8760/1000)*$C$35","v":0},null,{"$f":"Begriffe!B49","v":"Wasser"},{"$f":"VLOOKUP(P60,Startblatt!$B$21:$E$26,4,FALSE)*100","v":185},{"$f":"VLOOKUP(P60,Startblatt!$B$21:$E$26,4,FALSE)*100","v":185},"Rp. / m3"]
["Heizstab","Sollttemperatur",null,{"$f":"IF(D15=\"\",65,D15)","v":65},{"$f":"IF(I15=\"\",65,I15)","v":65},null,null,null,null,"Stromverbrauch Pumpe ",null,null,{"$f":"D66/1000*8760","v":0},{"$f":"E66/1000*8760","v":0}]
[null,"Anzahl Legionellenschaltungen",null,{"$f":"D16","v":0},{"$f":"I16","v":0},null,null,null,null,"Stromverbrauch elektr. Heizstab",null,null,{"$f":"IF(D61<D58,0,(D61-D58)*D53*4.184/3600*D62*52)","v":0},{"$f":"IF(E61<E58,0,(E61-E58)*E53*4.184/3600*E62*52)","v":0}]
["Begleitheizband","Sollttemperatur",null,{"$f":"D19","v":0},{"$f":"I19","v":0},null,null,null,null,"Stromverbrauch Begleitheizbänder",null,null,{"$f":"0.0411*D56^0.3267*D64*(D63-D55)*8760/1000+IF(D58<D63,(D53/(D64*(D56/2000)^2*3.14*1000))*(M58/(2000*4.187/3600*50))*(D63-D58)*D64*(D56/2000)^2*3.14*4.184/3.6,0)","v":0},{"$f":"0.0411*E56^0.3267*E64*(E63-E55)*8760/1000+IF(E58<E63,(E53/(E64*(E56/2000)^2*3.14*1000))*(N58/(2000*4.187/3600*50))*(E63-E58)*E64*(E56/2000)^2*3.14*4.184/3.6,0)","v":0}]
[null,"beheizte Leitungslänge",null,{"$f":"IF(D19=\"\",0,D20)","v":0},{"$f":"IF(I19=\"\",0,I20)","v":0}]
["Zirkulation","Sollttemperatur",null,{"$f":"D23","v":0},{"$f":"I23","v":0}]
[null,"Pumpenleistung ",null,{"$f":"D24","v":0},{"$f":"I24","v":0}]
[null,"Leitungslänge Vorlauf",null,{"$f":"IF(D23=\"\",0,D25)","v":0},{"$f":"IF(I23=\"\",0,I25)","v":0},null,null,null,null,null,"Bestehend",{"$f":"IF(D52=G52,1,0)","v":0},null,null,null,"Optimiert",{"$f":"L67","v":0}]
[null,"Rohrtsystem",null,{"$f":"D26","v":0},{"$f":"I26","v":0},null,null,null,null,"Häufigkeit","Vorlauftemp.","Wärmemenge ","durch.",null,null,"Vorlauftemp.","Wärmemenge ","durch."]
[null,null,null,null,null,null,null,null,null,null,null,"für Warmwasser ","Leistung","Ladeleistung","Betriebsstunden",null,"für Warmwasser ","Leistung","Ladeleistung","Betriebsstunden"]
[null,null,null,null,null,null,null,null,null,"h/a","°C","kWh","kW","kW","h","°C","kWh","kW","kW","h"]
[null,null,null,null,null,null,null,null,null,{"$f":"Klimadaten!O5","v":{"$error":"#N/A"}},{"$f":"($D$58+$D$59)*$L$67","v":0},{"$f":"(($M$58+$M$59+$M$60)/8760*J71)*$L$67","v":{"$error":"#N/A"}},{"$f":"IFERROR(L71/J71,0)","v":0},{"$f":"IF(J71<=0,0,$D$53*($D$57-$D$51)*4.184/3600/$D$60)*$L$67","v":{"$error":"#N/A"}},{"$f":"(IFERROR((L71/N71),0))","v":0},{"$f":"($E$58+$E$59)*$Q$67","v":0},{"$f":"(($N$58+$N$59+$N$60)/8760*J71)*$Q$67","v":{"$error":"#N/A"}},{"$f":"IFERROR(Q71/J71,0)","v":0},{"$f":"IF(O71<=0,0,$E$53*($E$57-$E$51)*4.184/3600/$E$60)*$Q$67","v":0},{"$f":"(IFERROR((Q71/S71),0))","v":0}]
[null,null,null,null,null,null,null,null,null,{"$f":"Klimadaten!O6","v":{"$error":"#N/A"}},{"$f":"($D$58+$D$59)*$L$67","v":0},{"$f":"(($M$58+$M$59+$M$60)/8760*J72)*$L$67","v":{"$error":"#N/A"}},{"$f":"IFERROR(L72/J72,0)","v":0},{"$f":"IF(J72<=0,0,$D$53*($D$57-$D$51)*4.184/3600/$D$60)*$L$67","v":{"$error":"#N/A"}},0,{"$f":"($E$58+$E$59)*$Q$67","v":0},{"$f":"(($N$58+$N$59+$N$60)/8760*J72)*$Q$67","v":{"$error":"#N/A"}},{"$f":"IFERROR(Q72/J72,0)","v":0},{"$f":"IF(O72<=0,0,$E$53*($E$57-$E$51)*4.184/3600/$E$60)*$Q$67","v":0},{"$f":"(IFERROR((Q72/S72),0))","v":0}]
[null,null,null,null,null,null,null,null,null,{"$f":"Klimadaten!O7","v":{"$error":"#N/A"}},0,{"$error":"#N/A"},0,{"$error":"#N/A"},0,0,{"$error":"#N/A"},0,0,0]
[null,null,null,null,null,null,null,null,null,{"$f":"Klimadaten!O8","v":{"$error":"#N/A"}},0,{"$error":"#N/A"},0,{"$error":"#N/A"},0,0,{"$error":"#N/A"},0,0,0]
[null,null,null,null,null,null,null,null,null,{"$f":"Klimadaten!O9","v":{"$error":"#N/A"}},0,{"$error":"#N/A"},0,{"$error":"#N/A"},0,0,{"$error":"#N/A"},0,0,0]
[null,null,null,null,null,null,null,null,null,{"$f":"Klimadaten!O10","v":{"$error":"#N/A"}},0,{"$error":"#N/A"},0,{"$error":"#N/A"},0,0,{"$error":"#N/A"},0,0,0]
[null,null,null,null,null,null,null,null,null,{"$f":"Klimadaten!O11","v":{"$error":"#N/A"}},0,{"$error":"#N/A"},0,{"$error":"#N/A"},0,0,{"$error":"#N/A"},0,0,0]
[null,null,null,null,null,null,null,null,null,{"$f":"Klimadaten!O12","v":{"$error":"#N/A"}},0,{"$error":"#N/A"},0,{"$error":"#N/A"},0,0,{"$error":"#N/A"},0,0,0]
[null,null,null,null,null,null,null,null,null,{"$f":"Klimadaten!O13","v":{"$error":"#N/A"}},0,{"$error":"#N/A"},0,{"$error":"#N/A"},0,0,{"$error":"#N/A"},0,0,0]
[null,null,null,null,null,null,null,null,null,{"$f":"Klimadaten!O14","v":{"$error":"#N/A"}},0,{"$error":"#N/A"},0,{"$error":"#N/A"},0,0,{"$error":"#N/A"},0,0,0]
[null,null,null,null,null,null,null,null,null,{"$f":"Klimadaten!O15","v":{"$error":"#N/A"}},0,{"$error":"#N/A"},0,{"$error":"#N/A"},0,0,{"$error":"#N/A"},0,0,0]
[null,null,null,null,null,null,null,null,null,{"$f":"Klimadaten!O16","v":{"$error":"#N/A"}},0,{"$error":"#N/A"},0,{"$error":"#N/A"},0,0,{"$error":"#N/A"},0,0,0]
[null,null,null,null,null,null,null,null,null,{"$f":"Klimadaten!O17","v":{"$error":"#N/A"}},0,{"$error":"#N/A"},0,{"$error":"#N/A"},0,0,{"$error":"#N/A"},0,0,0]
[null,null,null,null,null,null,null,null,null,{"$f":"Klimadaten!O18","v":{"$error":"#N/A"}},0,{"$error":"#N/A"},0,{"$error":"#N/A"},0,0,{"$error":"#N/A"},0,0,0]
[null,null,null,null,null,null,null,null,null,{"$f":"Klimadaten!O19","v":{"$error":"#N/A"}},0,{"$error":"#N/A"},0,{"$error":"#N/A"},0,0,{"$error":"#N/A"},0,0,0]
[null,null,null,null,null,null,null,null,null,{"$f":"Klimadaten!O20","v":{"$error":"#N/A"}},0,{"$error":"#N/A"},0,{"$error":"#N/A"},0,0,{"$error":"#N/A"},0,0,0]
[null,null,null,null,null,null,null,null,null,{"$f":"Klimadaten!O21","v":{"$error":"#N/A"}},0,{"$error":"#N/A"},0,{"$error":"#N/A"},0,0,{"$error":"#N/A"},0,0,0]
[null,null,null,null,null,null,null,null,null,{"$f":"Klimadaten!O22","v":{"$error":"#N/A"}},0,{"$error":"#N/A"},0,{"$error":"#N/A"},0,0,{"$error":"#N/A"},0,0,0]
[null,null,null,null,null,null,null,null,null,{"$f":"Klimadaten!O23","v":{"$error":"#N/A"}},0,{"$error":"#N/A"},0,{"$error":"#N/A"},0,0,{"$error":"#N/A"},0,0,0]
[null,null,null,null,null,null,null,null,null,{"$f":"Klimadaten!O24","v":{"$error":"#N/A"}},0,{"$error":"#N/A"},0,{"$error":"#N/A"},0,0,{"$error":"#N/A"},0,0,0]
[null,null,null,null,null,null,null,null,null,{"$f":"Klimadaten!O25","v":{"$error":"#N/A"}},0,{"$error":"#N/A"},0,{"$error":"#N/A"},0,0,{"$error":"#N/A"},0,0,0]
[null,null,null,null,null,null,null,null,null,{"$f":"Klimadaten!O26","v":{"$error":"#N/A"}},0,{"$error":"#N/A"},0,{"$error":"#N/A"},0,0,{"$error":"#N/A"},0,0,0]
[null,null,null,null,null,null,null,null,null,{"$f":"Klimadaten!O27","v":{"$error":"#N/A"}},0,{"$error":"#N/A"},0,{"$error":"#N/A"},0,0,{"$error":"#N/A"},0,0,0]
[null,null,null,null,null,null,null,null,null,{"$f":"Klimadaten!O28","v":{"$error":"#N/A"}},0,{"$error":"#N/A"},0,{"$error":"#N/A"},0,0,{"$error":"#N/A"},0,0,0]
[null,null,null,null,null,null,null,null,null,{"$f":"Klimadaten!O29","v":{"$error":"#N/A"}},0,{"$error":"#N/A"},0,{"$error":"#N/A"},0,0,{"$error":"#N/A"},0,0,0]
[null,null,null,null,null,null,null,null,null,{"$f":"Klimadaten!O30","v":{"$error":"#N/A"}},0,{"$error":"#N/A"},0,{"$error":"#N/A"},0,0,{"$error":"#N/A"},0,0,0]
[null,null,null,null,null,null,null,null,null,{"$f":"Klimadaten!O31","v":{"$error":"#N/A"}},0,{"$error":"#N/A"},0,{"$error":"#N/A"},0,0,{"$error":"#N/A"},0,0,0]
[null,null,null,null,null,null,null,null,null,{"$f":"Klimadaten!O32","v":{"$error":"#N/A"}},0,{"$error":"#N/A"},0,{"$error":"#N/A"},0,0,{"$error":"#N/A"},0,0,0]
[null,null,null,null,null,null,null,null,null,{"$f":"Klimadaten!O33","v":{"$error":"#N/A"}},0,{"$error":"#N/A"},0,{"$error":"#N/A"},0,0,{"$error":"#N/A"},0,0,0]
[null,null,null,null,null,null,null,null,null,{"$f":"Klimadaten!O34","v":{"$error":"#N/A"}},0,{"$error":"#N/A"},{"$f":"IFERROR(L100/J100,0)","v":0},{"$error":"#N/A"},0,0,{"$error":"#N/A"},0,0,0]
[null,null,null,null,null,null,null,null,null,{"$f":"Klimadaten!O35","v":{"$error":"#N/A"}},0,{"$error":"#N/A"},0,{"$error":"#N/A"},0,0,{"$error":"#N/A"},0,0,0]
[null,null,null,null,null,null,null,null,null,{"$f":"Klimadaten!O36","v":{"$error":"#N/A"}},0,{"$error":"#N/A"},0,{"$error":"#N/A"},0,0,{"$error":"#N/A"},0,0,0]
[null,null,null,null,null,null,null,null,null,{"$f":"Klimadaten!O37","v":{"$error":"#N/A"}},0,{"$error":"#N/A"},0,{"$error":"#N/A"},{"$f":"(IFERROR((L103/N103),0))","v":0},0,{"$error":"#N/A"},0,0,{"$f":"(IFERROR((Q103/S103),0))","v":0}]
[null,null,null,null,null,null,null,null,null,{"$f":"Klimadaten!O38","v":{"$error":"#N/A"}},0,{"$error":"#N/A"},0,{"$error":"#N/A"},0,0,{"$error":"#N/A"},0,0,0]
[null,null,null,null,null,null,null,null,null,{"$f":"Klimadaten!O39","v":{"$error":"#N/A"}},0,{"$error":"#N/A"},0,{"$error":"#N/A"},0,0,{"$error":"#N/A"},0,0,0]
[null,null,null,null,null,null,null,null,null,{"$f":"Klimadaten!O40","v":{"$error":"#N/A"}},0,{"$error":"#N/A"},0,{"$error":"#N/A"},0,0,{"$error":"#N/A"},0,0,0]
[null,null,null,null,null,null,null,null,null,{"$f":"Klimadaten!O41","v":{"$error":"#N/A"}},0,{"$error":"#N/A"},0,{"$error":"#N/A"},0,0,{"$error":"#N/A"},0,0,0]
[null,null,null,null,null,null,null,null,null,{"$f":"Klimadaten!O42","v":{"$error":"#N/A"}},0,{"$error":"#N/A"},0,{"$error":"#N/A"},0,0,{"$error":"#N/A"},0,0,0]
[null,null,null,null,null,null,null,null,null,{"$f":"Klimadaten!O43","v":{"$error":"#N/A"}},0,{"$error":"#N/A"},0,{"$error":"#N/A"},0,0,{"$error":"#N/A"},0,0,0]
[null,null,null,null,null,null,null,null,null,{"$f":"Klimadaten!O44","v":{"$error":"#N/A"}},0,{"$error":"#N/A"},0,{"$error":"#N/A"},0,0,{"$error":"#N/A"},0,0,0]
[null,null,null,null,null,null,null,null,null,{"$f":"Klimadaten!O45","v":{"$error":"#N/A"}},0,{"$error":"#N/A"},0,{"$error":"#N/A"},0,0,{"$error":"#N/A"},0,0,0]
[null,null,null,null,null,null,null,null,null,{"$f":"Klimadaten!O46","v":{"$error":"#N/A"}},0,{"$error":"#N/A"},0,{"$error":"#N/A"},0,0,{"$error":"#N/A"},0,0,0]
[null,null,null,null,null,null,null,null,null,{"$f":"Klimadaten!O47","v":{"$error":"#N/A"}},0,{"$error":"#N/A"},0,{"$error":"#N/A"},0,0,{"$error":"#N/A"},0,0,0]
[null,null,null,null,null,null,null,null,null,{"$f":"Klimadaten!O48","v":{"$error":"#N/A"}},0,{"$error":"#N/A"},0,{"$error":"#N/A"},0,0,{"$error":"#N/A"},0,0,0]
[null,null,null,null,null,null,null,null,null,{"$f":"Klimadaten!O49","v":{"$error":"#N/A"}},0,{"$error":"#N/A"},0,{"$error":"#N/A"},0,0,{"$error":"#N/A"},0,0,0]
[null,null,null,null,null,null,null,null,null,{"$f":"Klimadaten!O50","v":{"$error":"#N/A"}},0,{"$error":"#N/A"},0,{"$error":"#N/A"},0,0,{"$error":"#N/A"},0,0,0]
[null,null,null,null,null,null,null,null,null,{"$f":"Klimadaten!O51","v":{"$error":"#N/A"}},0,{"$error":"#N/A"},0,{"$error":"#N/A"},0,0,{"$error":"#N/A"},0,0,0]
[null,null,null,null,null,null,null,null,null,{"$f":"Klimadaten!O52","v":{"$error":"#N/A"}},0,{"$error":"#N/A"},0,{"$error":"#N/A"},0,0,{"$error":"#N/A"},0,0,0]
[null,null,null,null,null,null,null,null,null,{"$f":"Klimadaten!O53","v":{"$error":"#N/A"}},0,{"$error":"#N/A"},0,{"$error":"#N/A"},0,0,{"$error":"#N/A"},0,0,0]
[null,null,null,null,null,null,null,null,null,{"$f":"Klimadaten!O54","v":{"$error":"#N/A"}},0,{"$error":"#N/A"},0,{"$error":"#N/A"},0,0,{"$error":"#N/A"},0,0,0]
[null,null,null,null,null,null,null,null,null,{"$f":"Klimadaten!O55","v":{"$error":"#N/A"}},0,{"$error":"#N/A"},0,{"$error":"#N/A"},0,0,{"$error":"#N/A"},0,0,0]
[null,null,null,null,null,null,null,null,null,{"$f":"Klimadaten!O56","v":{"$error":"#N/A"}},0,{"$error":"#N/A"},0,{"$error":"#N/A"},0,0,{"$error":"#N/A"},0,0,0]
[null,null,null,null,null,null,null,null,null,{"$f":"Klimadaten!O57","v":{"$error":"#N/A"}},0,{"$error":"#N/A"},0,{"$error":"#N/A"},0,0,{"$error":"#N/A"},0,0,0]
[null,null,null,null,null,null,null,null,null,{"$f":"Klimadaten!O58","v":{"$error":"#N/A"}},0,{"$error":"#N/A"},0,{"$error":"#N/A"},0,0,{"$error":"#N/A"},0,0,0]
[null,null,null,null,null,null,null,null,null,{"$f":"Klimadaten!O59","v":{"$error":"#N/A"}},0,{"$error":"#N/A"},0,{"$error":"#N/A"},0,0,{"$error":"#N/A"},0,0,0]
[null,null,null,null,null,null,null,null,null,{"$f":"Klimadaten!O60","v":{"$error":"#N/A"}},0,{"$error":"#N/A"},0,{"$error":"#N/A"},0,0,{"$error":"#N/A"},0,0,0]
[null,null,null,null,null,null,null,null,null,{"$f":"Klimadaten!O61","v":{"$error":"#N/A"}},0,{"$error":"#N/A"},0,{"$error":"#N/A"},0,0,{"$error":"#N/A"},0,0,0]
[null,null,null,null,null,null,null,null,null,{"$f":"Klimadaten!O62","v":{"$error":"#N/A"}},0,{"$error":"#N/A"},0,{"$error":"#N/A"},0,0,{"$error":"#N/A"},0,0,0]
[null,null,null,null,null,null,null,null,null,{"$f":"Klimadaten!O63","v":{"$error":"#N/A"}},0,{"$error":"#N/A"},0,{"$error":"#N/A"},0,0,{"$error":"#N/A"},0,0,0]
[null,null,null,null,null,null,null,null,null,{"$f":"Klimadaten!O64","v":{"$error":"#N/A"}},0,{"$error":"#N/A"},0,{"$error":"#N/A"},0,0,{"$error":"#N/A"},0,0,0]
[null,null,null,null,null,null,null,null,null,{"$f":"Klimadaten!O65","v":{"$error":"#N/A"}},0,{"$error":"#N/A"},0,{"$error":"#N/A"},0,0,{"$error":"#N/A"},0,0,0]
[null,null,null,null,null,null,null,null,null,null,null,{"$f":"SUM(L71:L131)","v":{"$error":"#N/A"}},null,null,{"$f":"SUM(O71:O131)/52","v":0},null,{"$f":"SUM(Q71:Q131)","v":{"$error":"#N/A"}},null,null,{"$f":"SUM(T71:T131)/52","v":0}]

{"sheet":"TW02","index":15,"n_rows":132,"n_cols":20,"rows_kept":132,"cut":false,"hidden":true,"merged":[[0,17,0,18],[3,9,6,19]]}
[{"$f":"Begriffe!B331&\" \"&Heizung!B47&\" \"&Begriffe!B332","v":"Trinkwarmwasser  Detail"},null,null,{"$f":"Begriffe!B333","v":"Status                       "},{"$f":"IF(OR(D4=\"\",D5=\"\",D7=\"\",I4=\"\",I5=\"\",I7=\"\",D12=\"\",I12=\"\"),1,0)","v":1},null,{"$f":"Begriffe!B334","v":"Verantwortlicher"},null,{"$f":"Einführung!K1","v":"V 1.0.0"},{"$f":"A1","v":"Trinkwarmwasser  Detail"},null,null,null,null,null,null,{"$f":"G1","v":"Verantwortlicher"},{"$f":"H1","v":0},null,{"$f":"Einführung!K1","v":"V 1.0.0"}]
[]
[{"$f":"Begriffe!B335","v":"Technische Daten"},null,null,null,null,null,null,null,null,{"$f":"Begriffe!B371","v":"Hinweise"}]
[{"$f":"Begriffe!B336","v":"Gebäudekategorie"},null,null,null,null,{"$f":"Begriffe!B343","v":"Trinkwarmwasserspeicher-Volumen"}]
[{"$f":"Begriffe!B337","v":"Energiebezugsfläche "},null,null,null,null,{"$f":"Begriffe!B344","v":"Deckungsbeitrag Solaranlage "},null,0]
[{"$f":"Begriffe!B338","v":"Kaltwassertemperatur "},null,10,null,null,{"$f":"Begriffe!B345","v":"Speicherumgebungstemperatur"},null,20]
[{"$f":"Begriffe!B339","v":"Wärmeerzeugung"},null,null,null,null,{"$f":"Begriffe!B346","v":"Rohr-Aussendurchmesser Warmwasserverteilung "}]
[]
[{"$f":"Begriffe!B347","v":"Bestehend"},null,null,null,null,{"$f":"Begriffe!B348","v":"Optimiert"},null,null,null,{"$f":"Begriffe!B372","v":"Energieverbrauch und Energiekosten"}]
[]
[{"$f":"Begriffe!B349","v":"Trinkwarmwasserspeicher"},null,null,null,null,{"$f":"A11","v":"Trinkwarmwasserspeicher"},null,null,null,null,{"$f":"Begriffe!B373","v":"Kosten Nutzenergie"},null,null,null,null,{"$f":"Begriffe!B374","v":"Kosten Hilfsenergie [Elektrizität] "}]
[null,{"$f":"Begriffe!B350","v":"Solltemperatur"},null,null,null,null,{"$f":"B12","v":"Solltemperatur"}]
[]
[{"$f":"Begriffe!B351","v":"elektr. Heizstab"},null,null,null,null,{"$f":"A14","v":"elektr. Heizstab"}]
[null,{"$f":"Begriffe!B352","v":"Solltemperatur"},null,null,null,null,{"$f":"B15","v":"Solltemperatur"}]
[null,{"$f":"Begriffe!B353","v":"Anzahl Legionellenschaltungen"},null,null,null,null,{"$f":"B16","v":"Anzahl Legionellenschaltungen"}]
[null,null,null,null,null,null,null,null,null,null,null,null,{"$f":"J51","v":"Nutzenergie"},{"$f":"M51","v":{"$error":"#N/A"}},{"$f":"O51","v":{"$error":"#N/A"}}]
[{"$f":"Begriffe!B354","v":"Begleitheizbänder"},null,null,null,null,{"$f":"A18","v":"Begleitheizbänder"},null,null,null,null,null,null,{"$f":"J52","v":"Hilfsenergie"},{"$f":"M52","v":{"$error":"#N/A"}},{"$f":"O52","v":{"$error":"#N/A"}}]
[null,{"$f":"Begriffe!B355","v":"Solltemperatur"},null,null,null,null,{"$f":"B19","v":"Solltemperatur"}]
[null,{"$f":"Begriffe!B356","v":"beheizte Leitungslänge"},null,0,null,null,{"$f":"B20","v":"beheizte Leitungslänge"},null,0]
[]
[{"$f":"Begriffe!B357","v":"Zirkulation"},null,null,null,null,{"$f":"A22","v":"Zirkulation"}]
[null,{"$f":"Begriffe!B358","v":"Solltemperatur"},null,null,null,null,{"$f":"B23","v":"Solltemperatur"}]
[null,{"$f":"Begriffe!B359","v":"Pumpenleistung "},null,null,null,null,{"$f":"B24","v":"Pumpenleistung "}]
[null,{"$f":"Begriffe!B360","v":"Länge Zirkulationsleitung"},null,0,null,null,{"$f":"B25","v":"Länge Zirkulationsleitung"},null,0]
[null,{"$f":"Begriffe!B361","v":"Rohrtsystem"},null,null,null,null,{"$f":"B26","v":"Rohrtsystem"}]
[]
[null,null,null,null,null,null,null,null,null,null,null,null,null,{"$f":"Begriffe!B377","v":"Bestehend"},{"$f":"Begriffe!B378","v":"Optimiert"},{"$f":"Begriffe!B379","v":"Einsparung"}]
[{"$f":"Begriffe!B364","v":"Korrektur Energieverbrauch"},null,null,null,null,null,null,null,null,null,null,{"$f":"Begriffe!B375","v":"Nutzenergie"},null,{"$f":"L51","v":0},{"$f":"N51","v":0},{"$f":"N29-O29","v":0},{"$f":"IFERROR(ROUND(M51,-1)-ROUND(O51,-1),0)","v":0},{"$f":"IFERROR(P29/N29,0)","v":0}]
[null,null,null,null,null,null,null,null,null,null,null,{"$f":"Begriffe!B376","v":"Hilfsenergie"},null,{"$f":"L52","v":0},{"$f":"N52","v":0},{"$f":"N30-O30","v":0},{"$f":"IFERROR(ROUND(M52,-1)-ROUND(O52,-1),0)","v":0},{"$f":"IFERROR(P30/N30,0)","v":0}]
[{"$f":"Begriffe!B365","v":"Energieverbrauch "},null,{"$f":"Begriffe!B366","v":"Trinkwarmwasser"}]
[null,{"$f":"Begriffe!B367","v":"Berechnet"},{"$f":"N29","v":0}]
[null,{"$f":"Begriffe!B368","v":"Real"}]
[{"$f":"Begriffe!B369","v":"Korrekturfaktor"},{"$f":"Begriffe!B370","v":"Abweichung"},{"$f":"IFERROR(C33/C32,\" \")","v":" "}]
[null,{"$f":"Begriffe!B369","v":"Korrekturfaktor"},1]
[]
[]
[]
[]
[]
[]
[]
[]
[]
[]
[]
["Eingabe",null,null,null,null,null,null,null,null,"Ergebnisse"]
["Grundlage Berechnung",null,null,"bestehend","optimiert",null,null,null,null,"Energieverbrauch ",null,"Bestehend",null,"Optimiert"]
["Kennwerte","Gebäudekategorie",null,{"$f":"D4","v":0},{"$f":"D49","v":0},null,null,null,null,null,null,"Nutzenergie","Kosten","Nutzenergie","Kosten"]
[null,"Energiebezugsfläche ",null,{"$f":"D5","v":0},0,null,null,null,null,null,null,"[kWh]","[CHF/a]","[kWh]","[CHF/a]"]
[null,"Kaltwassertemperatur ",null,{"$f":"IF(D6=\"\",C6,D6)","v":10},10,null,null,null,null,"Nutzenergie",null,{"$f":"IF(D52=G54,(M58+M59+M60)/3,(M58+M59+M60))","v":0},{"$f":"IF(G52=D52,L51*Q58/100,L51*Q57/100)","v":{"$error":"#N/A"}},{"$f":"IF(E52=G54,(N58+N59+N60)/3,N58+N59+N60)","v":0},{"$f":"IF(E52=G52,N51*Q58/100,N51*R57/100)","v":{"$error":"#N/A"}}]
[null,"Wärmeerzeuger",null,{"$f":"D7","v":0},0,null,{"$f":"Begriffe!B340","v":"WE01 /02 /03"},null,null,"Hilfsenergie",null,{"$f":"M61+M62+M63","v":0},{"$f":"Q57*L52/100","v":{"$error":"#N/A"}},{"$f":"N61+N62+N63","v":0},{"$f":"N52*Q57/100","v":{"$error":"#N/A"}}]
[null,"Trinkwarmwasserspeicher-Volumen",null,{"$f":"I4","v":0},0,null,{"$f":"Begriffe!B341","v":"elektr. Heizstab"}]
[null,"Deckungsbeitrag Solaranlage ",null,{"$f":"I5","v":0},0,null,{"$f":"Begriffe!B342","v":"WP-Boiler"}]
[null,"Speicherumgebungstemperatur",null,{"$f":"IF(I6=\"\",20,I6)","v":20},20]
[null,"Rohr-Aussendurchmesser Warmwasserverteilung ",null,{"$f":"IF(I7=\"\",50,I7)","v":50},50,null,null,null,null,"Grundlage Berechnung",null,null,"alt","optimiert",null,"spez. Energiepreise","Bestehend","Optimiert"]
[null,"Standard Temperatur Verteilung / Speicherstutzen",null,60,60,null,null,null,null,"QWW ",null,null,{"$f":"IFERROR(VLOOKUP(D4,Grundlagendaten!A13:G23,7,FALSE),0)","v":0},{"$f":"M57","v":0},null,{"$f":"Begriffe!B45","v":"Elektrizität"},{"$f":"VLOOKUP(P57,Startblatt!$B$21:$E$26,4,FALSE)","v":{"$error":"#N/A"}},{"$f":"VLOOKUP(P57,Startblatt!$B$21:$E$26,4,FALSE)","v":{"$error":"#N/A"}},"Rp. / kWh"]
["Speicher","Speichertemperatur",null,{"$f":"D12","v":0},{"$f":"I12","v":0},null,null,null,null,"Wärmemenge für Warmwasser ",null,null,{"$f":"((M57*D5*((D12-D6)/(60-10))*(1-I5))/3.6)*$C$35","v":0},{"$f":"((N57*D5*((I12-D6)/(60-10))*(1-I5))/3.6)*$C$35","v":0},null,"Wärme",{"$f":"'Berechnung WE'!$C$849*100","v":{"$error":"#DIV/0!"}},{"$f":"'Berechnung WE'!$D$849*100","v":{"$error":"#DIV/0!"}},"Rp. / kWh"]
[null,"Übererhöhung Vorlauftemp.",null,5,5,null,null,null,null,"Speicherverluste",null,null,{"$f":"(0.1024*D53^0.4968*(D58-D55)*8760/1000)*$C$35","v":0},{"$f":"(0.1024*E53^0.4968*(E58-E55)*8760/1000)*$C$35","v":0},null,"Kälte",{"$f":"KE!$Z$62","v":{"$error":"#N/A"}},{"$f":"KE!$AA$62","v":{"$error":"#N/A"}},"Rp. / kWh"]
[null,"Ladedauer",null,3,3,null,null,null,null,"Wärmeverlust Zirkulation",null,null,{"$f":"(0.0411*D56^0.3267*D67*(D65-D55)*IF(Begriffe!B363='TW02'!D68,1,2)*8760/1000)*$C$35","v":0},{"$f":"(0.0411*E56^0.3267*E67*(E65-E55)*IF(Begriffe!B363='TW02'!E68,1,2)*8760/1000)*$C$35","v":0},null,{"$f":"Begriffe!B49","v":"Wasser"},{"$f":"VLOOKUP(P60,Startblatt!$B$21:$E$26,4,FALSE)*100","v":185},{"$f":"VLOOKUP(P60,Startblatt!$B$21:$E$26,4,FALSE)*100","v":185},"Rp. / m3"]
["Heizstab","Sollttemperatur",null,{"$f":"IF(D15=\"\",65,D15)","v":65},{"$f":"IF(I15=\"\",65,I15)","v":65},null,null,null,null,"Stromverbrauch Pumpe ",null,null,{"$f":"D66/1000*8760","v":0},{"$f":"E66/1000*8760","v":0}]
[null,"Anzahl Legionellenschaltungen",null,{"$f":"D16","v":0},{"$f":"I16","v":0},null,null,null,null,"Stromverbrauch elektr. Heizstab",null,null,{"$f":"IF(D61<D58,0,(D61-D58)*D53*4.184/3600*D62*52)","v":0},{"$f":"IF(E61<E58,0,(E61-E58)*E53*4.184/3600*E62*52)","v":0}]
["Begleitheizband","Sollttemperatur",null,{"$f":"D19","v":0},{"$f":"I19","v":0},null,null,null,null,"Stromverbrauch Begleitheizbänder",null,null,{"$f":"0.0411*D56^0.3267*D64*(D63-D55)*8760/1000+IF(D58<D63,(D53/(D64*(D56/2000)^2*3.14*1000))*(M58/(2000*4.187/3600*50))*(D63-D58)*D64*(D56/2000)^2*3.14*4.184/3.6,0)","v":0},{"$f":"0.0411*E56^0.3267*E64*(E63-E55)*8760/1000+IF(E58<E63,(E53/(E64*(E56/2000)^2*3.14*1000))*(N58/(2000*4.187/3600*50))*(E63-E58)*E64*(E56/2000)^2*3.14*4.184/3.6,0)","v":0}]
[null,"beheizte Leitungslänge",null,{"$f":"IF(D19=\"\",0,D20)","v":0},{"$f":"IF(I19=\"\",0,I20)","v":0}]
["Zirkulation","Sollttemperatur",null,{"$f":"D23","v":0},{"$f":"I23","v":0}]
[null,"Pumpenleistung ",null,{"$f":"D24","v":0},{"$f":"I24","v":0}]
[null,"Leitungslänge Vorlauf",null,{"$f":"IF(D23=\"\",0,D25)","v":0},{"$f":"IF(I23=\"\",0,I25)","v":0},null,null,null,null,null,"Bestehend",{"$f":"IF(D52=G52,1,0)","v":0},null,null,null,"Optimiert",{"$f":"L67","v":0}]
[null,"Rohrtsystem",null,{"$f":"D26","v":0},{"$f":"I26","v":0},null,null,null,null,"Häufigkeit","Vorlauftemp.","Wärmemenge ","durch.",null,null,"Vorlauftemp.","Wärmemenge ","durch."]
[null,null,null,null,null,null,null,null,null,null,null,"für Warmwasser ","Leistung","Ladeleistung","Betriebsstunden",null,"für Warmwasser ","Leistung","Ladeleistung","Betriebsstunden"]
[null,null,null,null,null,null,null,null,null,"h/a","°C","kWh","kW","kW","h","°C","kWh","kW","kW","h"]
[null,null,null,null,null,null,null,null,null,{"$f":"Klimadaten!O5","v":{"$error":"#N/A"}},{"$f":"($D$58+$D$59)*$L$67","v":0},{"$f":"(($M$58+$M$59+$M$60)/8760*J71)*$L$67","v":{"$error":"#N/A"}},{"$f":"IFERROR(L71/J71,0)","v":0},{"$f":"IF(J71<=0,0,$D$53*($D$57-$D$51)*4.184/3600/$D$60)*$L$67","v":{"$error":"#N/A"}},{"$f":"(IFERROR((L71/N71),0))","v":0},{"$f":"($E$58+$E$59)*$Q$67","v":0},{"$f":"(($N$58+$N$59+$N$60)/8760*J71)*$Q$67","v":{"$error":"#N/A"}},{"$f":"IFERROR(Q71/J71,0)","v":0},{"$f":"IF(O71<=0,0,$E$53*($E$57-$E$51)*4.184/3600/$E$60)*$Q$67","v":0},{"$f":"(IFERROR((Q71/S71),0))","v":0}]
[null,null,null,null,null,null,null,null,null,{"$f":"Klimadaten!O6","v":{"$error":"#N/A"}},{"$f":"($D$58+$D$59)*$L$67","v":0},{"$f":"(($M$58+$M$59+$M$60)/8760*J72)*$L$67","v":{"$error":"#N/A"}},{"$f":"IFERROR(L72/J72,0)","v":0},{"$f":"IF(J72<=0,0,$D$53*($D$57-$D$51)*4.184/3600/$D$60)*$L$67","v":{"$error":"#N/A"}},0,{"$f":"($E$58+$E$59)*$Q$67","v":0},{"$f":"(($N$58+$N$59+$N$60)/8760*J72)*$Q$67","v":{"$error":"#N/A"}},{"$f":"IFERROR(Q72/J72,0)","v":0},{"$f":"IF(O72<=0,0,$E$53*($E$57-$E$51)*4.184/3600/$E$60)*$Q$67","v":0},0]
[null,null,null,null,null,null,null,null,null,{"$f":"Klimadaten!O7","v":{"$error":"#N/A"}},0,{"$error":"#N/A"},0,{"$error":"#N/A"},0,0,{"$error":"#N/A"},0,0,0]
[null,null,null,null,null,null,null,null,null,{"$f":"Klimadaten!O8","v":{"$error":"#N/A"}},0,{"$error":"#N/A"},0,{"$error":"#N/A"},0,0,{"$error":"#N/A"},0,0,0]
[null,null,null,null,null,null,null,null,null,{"$f":"Klimadaten!O9","v":{"$error":"#N/A"}},0,{"$error":"#N/A"},0,{"$error":"#N/A"},0,0,{"$error":"#N/A"},0,0,0]
[null,null,null,null,null,null,null,null,null,{"$f":"Klimadaten!O10","v":{"$error":"#N/A"}},0,{"$error":"#N/A"},0,{"$error":"#N/A"},0,0,{"$error":"#N/A"},0,0,0]
[null,null,null,null,null,null,null,null,null,{"$f":"Klimadaten!O11","v":{"$error":"#N/A"}},0,{"$error":"#N/A"},0,{"$error":"#N/A"},0,0,{"$error":"#N/A"},0,0,0]
[null,null,null,null,null,null,null,null,null,{"$f":"Klimadaten!O12","v":{"$error":"#N/A"}},0,{"$error":"#N/A"},0,{"$error":"#N/A"},0,0,{"$error":"#N/A"},0,0,0]
[null,null,null,null,null,null,null,null,null,{"$f":"Klimadaten!O13","v":{"$error":"#N/A"}},0,{"$error":"#N/A"},0,{"$error":"#N/A"},0,0,{"$error":"#N/A"},0,0,0]
[null,null,null,null,null,null,null,null,null,{"$f":"Klimadaten!O14","v":{"$error":"#N/A"}},0,{"$error":"#N/A"},0,{"$error":"#N/A"},0,0,{"$error":"#N/A"},0,0,0]
[null,null,null,null,null,null,null,null,null,{"$f":"Klimadaten!O15","v":{"$error":"#N/A"}},0,{"$error":"#N/A"},0,{"$error":"#N/A"},0,0,{"$error":"#N/A"},0,0,0]
[null,null,null,null,null,null,null,null,null,{"$f":"Klimadaten!O16","v":{"$error":"#N/A"}},0,{"$error":"#N/A"},0,{"$error":"#N/A"},0,0,{"$error":"#N/A"},0,0,0]
[null,null,null,null,null,null,null,null,null,{"$f":"Klimadaten!O17","v":{"$error":"#N/A"}},0,{"$error":"#N/A"},0,{"$error":"#N/A"},0,0,{"$error":"#N/A"},0,0,0]
[null,null,null,null,null,null,null,null,null,{"$f":"Klimadaten!O18","v":{"$error":"#N/A"}},0,{"$error":"#N/A"},0,{"$error":"#N/A"},0,0,{"$error":"#N/A"},0,0,0]
[null,null,null,null,null,null,null,null,null,{"$f":"Klimadaten!O19","v":{"$error":"#N/A"}},0,{"$error":"#N/A"},0,{"$error":"#N/A"},0,0,{"$error":"#N/A"},0,0,0]
[null,null,null,null,null,null,null,null,null,{"$f":"Klimadaten!O20","v":{"$error":"#N/A"}},0,{"$error":"#N/A"},0,{"$error":"#N/A"},0,0,{"$error":"#N/A"},0,0,0]
[null,null,null,null,null,null,null,null,null,{"$f":"Klimadaten!O21","v":{"$error":"#N/A"}},0,{"$error":"#N/A"},0,{"$error":"#N/A"},0,0,{"$error":"#N/A"},0,0,0]
[null,null,null,null,null,null,null,null,null,{"$f":"Klimadaten!O22","v":{"$error":"#N/A"}},0,{"$error":"#N/A"},0,{"$error":"#N/A"},0,0,{"$error":"#N/A"},0,0,0]
[null,null,null,null,null,null,null,null,null,{"$f":"Klimadaten!O23","v":{"$error":"#N/A"}},0,{"$error":"#N/A"},0,{"$error":"#N/A"},0,0,{"$error":"#N/A"},0,0,0]
[null,null,null,null,null,null,null,null,null,{"$f":"Klimadaten!O24","v":{"$error":"#N/A"}},0,{"$error":"#N/A"},0,{"$error":"#N/A"},0,0,{"$error":"#N/A"},0,0,0]
[null,null,null,null,null,null,null,null,null,{"$f":"Klimadaten!O25","v":{"$error":"#N/A"}},0,{"$error":"#N/A"},0,{"$error":"#N/A"},0,0,{"$error":"#N/A"},0,0,0]
[null,null,null,null,null,null,null,null,null,{"$f":"Klimadaten!O26","v":{"$error":"#N/A"}},0,{"$error":"#N/A"},0,{"$error":"#N/A"},0,0,{"$error":"#N/A"},0,0,0]
[null,null,null,null,null,null,null,null,null,{"$f":"Klimadaten!O27","v":{"$error":"#N/A"}},0,{"$error":"#N/A"},0,{"$error":"#N/A"},0,0,{"$error":"#N/A"},0,0,0]
[null,null,null,null,null,null,null,null,null,{"$f":"Klimadaten!O28","v":{"$error":"#N/A"}},0,{"$error":"#N/A"},0,{"$error":"#N/A"},0,0,{"$error":"#N/A"},0,0,0]
[null,null,null,null,null,null,null,null,null,{"$f":"Klimadaten!O29","v":{"$error":"#N/A"}},0,{"$error":"#N/A"},0,{"$error":"#N/A"},0,0,{"$error":"#N/A"},0,0,0]
[null,null,null,null,null,null,null,null,null,{"$f":"Klimadaten!O30","v":{"$error":"#N/A"}},0,{"$error":"#N/A"},0,{"$error":"#N/A"},0,0,{"$error":"#N/A"},0,0,0]
[null,null,null,null,null,null,null,null,null,{"$f":"Klimadaten!O31","v":{"$error":"#N/A"}},0,{"$error":"#N/A"},0,{"$error":"#N/A"},0,0,{"$error":"#N/A"},0,0,0]
[null,null,null,null,null,null,null,null,null,{"$f":"Klimadaten!O32","v":{"$error":"#N/A"}},0,{"$error":"#N/A"},0,{"$error":"#N/A"},0,0,{"$error":"#N/A"},0,0,0]
[null,null,null,null,null,null,null,null,null,{"$f":"Klimadaten!O33","v":{"$error":"#N/A"}},0,{"$error":"#N/A"},0,{"$error":"#N/A"},0,0,{"$error":"#N/A"},0,0,0]
[null,null,null,null,null,null,null,null,null,{"$f":"Klimadaten!O34","v":{"$error":"#N/A"}},0,{"$error":"#N/A"},{"$f":"IFERROR(L100/J100,0)","v":0},{"$error":"#N/A"},0,0,{"$error":"#N/A"},0,0,0]
[null,null,null,null,null,null,null,null,null,{"$f":"Klimadaten!O35","v":{"$error":"#N/A"}},0,{"$error":"#N/A"},0,{"$error":"#N/A"},0,0,{"$error":"#N/A"},0,0,0]
[null,null,null,null,null,null,null,null,null,{"$f":"Klimadaten!O36","v":{"$error":"#N/A"}},0,{"$error":"#N/A"},0,{"$error":"#N/A"},0,0,{"$error":"#N/A"},0,0,0]
[null,null,null,null,null,null,null,null,null,{"$f":"Klimadaten!O37","v":{"$error":"#N/A"}},0,{"$error":"#N/A"},0,{"$error":"#N/A"},0,0,{"$error":"#N/A"},0,0,0]
[null,null,null,null,null,null,null,null,null,{"$f":"Klimadaten!O38","v":{"$error":"#N/A"}},0,{"$error":"#N/A"},0,{"$error":"#N/A"},0,0,{"$error":"#N/A"},0,0,0]
[null,null,null,null,null,null,null,null,null,{"$f":"Klimadaten!O39","v":{"$error":"#N/A"}},0,{"$error":"#N/A"},0,{"$error":"#N/A"},0,0,{"$error":"#N/A"},0,0,0]
[null,null,null,null,null,null,null,null,null,{"$f":"Klimadaten!O40","v":{"$error":"#N/A"}},0,{"$error":"#N/A"},0,{"$error":"#N/A"},0,0,{"$error":"#N/A"},0,0,0]
[null,null,null,null,null,null,null,null,null,{"$f":"Klimadaten!O41","v":{"$error":"#N/A"}},0,{"$error":"#N/A"},0,{"$error":"#N/A"},0,0,{"$error":"#N/A"},0,0,0]
[null,null,null,null,null,null,null,null,null,{"$f":"Klimadaten!O42","v":{"$error":"#N/A"}},0,{"$error":"#N/A"},0,{"$error":"#N/A"},0,0,{"$error":"#N/A"},0,0,0]
[null,null,null,null,null,null,null,null,null,{"$f":"Klimadaten!O43","v":{"$error":"#N/A"}},0,{"$error":"#N/A"},0,{"$error":"#N/A"},0,0,{"$error":"#N/A"},0,0,0]
[null,null,null,null,null,null,null,null,null,{"$f":"Klimadaten!O44","v":{"$error":"#N/A"}},0,{"$error":"#N/A"},0,{"$error":"#N/A"},0,0,{"$error":"#N/A"},0,0,0]
[null,null,null,null,null,null,null,null,null,{"$f":"Klimadaten!O45","v":{"$error":"#N/A"}},0,{"$error":"#N/A"},0,{"$error":"#N/A"},0,0,{"$error":"#N/A"},0,0,0]
[null,null,null,null,null,null,null,null,null,{"$f":"Klimadaten!O46","v":{"$error":"#N/A"}},0,{"$error":"#N/A"},0,{"$error":"#N/A"},0,0,{"$error":"#N/A"},0,0,0]
[null,null,null,null,null,null,null,null,null,{"$f":"Klimadaten!O47","v":{"$error":"#N/A"}},0,{"$error":"#N/A"},0,{"$error":"#N/A"},0,0,{"$error":"#N/A"},0,0,0]
[null,null,null,null,null,null,null,null,null,{"$f":"Klimadaten!O48","v":{"$error":"#N/A"}},0,{"$error":"#N/A"},0,{"$error":"#N/A"},0,0,{"$error":"#N/A"},0,0,0]
[null,null,null,null,null,null,null,null,null,{"$f":"Klimadaten!O49","v":{"$error":"#N/A"}},0,{"$error":"#N/A"},0,{"$error":"#N/A"},0,0,{"$error":"#N/A"},0,0,0]
[null,null,null,null,null,null,null,null,null,{"$f":"Klimadaten!O50","v":{"$error":"#N/A"}},0,{"$error":"#N/A"},0,{"$error":"#N/A"},0,0,{"$error":"#N/A"},0,0,0]
[null,null,null,null,null,null,null,null,null,{"$f":"Klimadaten!O51","v":{"$error":"#N/A"}},0,{"$error":"#N/A"},0,{"$error":"#N/A"},0,0,{"$error":"#N/A"},0,0,0]
[null,null,null,null,null,null,null,null,null,{"$f":"Klimadaten!O52","v":{"$error":"#N/A"}},0,{"$error":"#N/A"},0,{"$error":"#N/A"},0,0,{"$error":"#N/A"},0,0,0]
[null,null,null,null,null,null,null,null,null,{"$f":"Klimadaten!O53","v":{"$error":"#N/A"}},0,{"$error":"#N/A"},0,{"$error":"#N/A"},0,0,{"$error":"#N/A"},0,0,0]
[null,null,null,null,null,null,null,null,null,{"$f":"Klimadaten!O54","v":{"$error":"#N/A"}},0,{"$error":"#N/A"},0,{"$error":"#N/A"},0,0,{"$error":"#N/A"},0,0,0]
[null,null,null,null,null,null,null,null,null,{"$f":"Klimadaten!O55","v":{"$error":"#N/A"}},0,{"$error":"#N/A"},0,{"$error":"#N/A"},0,0,{"$error":"#N/A"},0,0,0]
[null,null,null,null,null,null,null,null,null,{"$f":"Klimadaten!O56","v":{"$error":"#N/A"}},0,{"$error":"#N/A"},0,{"$error":"#N/A"},0,0,{"$error":"#N/A"},0,0,0]
[null,null,null,null,null,null,null,null,null,{"$f":"Klimadaten!O57","v":{"$error":"#N/A"}},0,{"$error":"#N/A"},0,{"$error":"#N/A"},0,0,{"$error":"#N/A"},0,0,0]
[null,null,null,null,null,null,null,null,null,{"$f":"Klimadaten!O58","v":{"$error":"#N/A"}},0,{"$error":"#N/A"},0,{"$error":"#N/A"},0,0,{"$error":"#N/A"},0,0,0]
[null,null,null,null,null,null,null,null,null,{"$f":"Klimadaten!O59","v":{"$error":"#N/A"}},0,{"$error":"#N/A"},0,{"$error":"#N/A"},0,0,{"$error":"#N/A"},0,0,0]
[null,null,null,null,null,null,null,null,null,{"$f":"Klimadaten!O60","v":{"$error":"#N/A"}},0,{"$error":"#N/A"},0,{"$error":"#N/A"},0,0,{"$error":"#N/A"},0,0,0]
[null,null,null,null,null,null,null,null,null,{"$f":"Klimadaten!O61","v":{"$error":"#N/A"}},0,{"$error":"#N/A"},0,{"$error":"#N/A"},0,0,{"$error":"#N/A"},0,0,0]
[null,null,null,null,null,null,null,null,null,{"$f":"Klimadaten!O62","v":{"$error":"#N/A"}},0,{"$error":"#N/A"},0,{"$error":"#N/A"},0,0,{"$error":"#N/A"},0,0,0]
[null,null,null,null,null,null,null,null,null,{"$f":"Klimadaten!O63","v":{"$error":"#N/A"}},0,{"$error":"#N/A"},0,{"$error":"#N/A"},0,0,{"$error":"#N/A"},0,0,0]
[null,null,null,null,null,null,null,null,null,{"$f":"Klimadaten!O64","v":{"$error":"#N/A"}},0,{"$error":"#N/A"},0,{"$error":"#N/A"},0,0,{"$error":"#N/A"},0,0,0]
[null,null,null,null,null,null,null,null,null,{"$f":"Klimadaten!O65","v":{"$error":"#N/A"}},0,{"$error":"#N/A"},0,{"$error":"#N/A"},0,0,{"$error":"#N/A"},0,0,0]
[null,null,null,null,null,null,null,null,null,null,null,{"$f":"SUM(L71:L131)","v":{"$error":"#N/A"}},null,null,{"$f":"SUM(O71:O131)/52","v":0},null,{"$f":"SUM(Q71:Q131)","v":{"$error":"#N/A"}},null,null,{"$f":"SUM(T71:T131)/52","v":0}]

{"sheet":"TW03","index":16,"n_rows":132,"n_cols":20,"rows_kept":132,"cut":false,"hidden":true,"merged":[[0,17,0,18],[3,9,6,19]]}
[{"$f":"Begriffe!B331&\" \"&Heizung!B48&\" \"&Begriffe!B332","v":"Trinkwarmwasser  Detail"},null,null,{"$f":"Begriffe!B333","v":"Status                       "},{"$f":"IF(OR(D4=\"\",D5=\"\",D7=\"\",I4=\"\",I5=\"\",I7=\"\",D12=\"\",I12=\"\"),1,0)","v":1},null,{"$f":"Begriffe!B334","v":"Verantwortlicher"},null,{"$f":"Einführung!K1","v":"V 1.0.0"},{"$f":"A1","v":"Trinkwarmwasser  Detail"},null,null,null,null,null,null,{"$f":"G1","v":"Verantwortlicher"},{"$f":"H1","v":0},null,{"$f":"Einführung!K1","v":"V 1.0.0"}]
[]
[{"$f":"Begriffe!B335","v":"Technische Daten"},null,null,null,null,null,null,null,null,{"$f":"Begriffe!B371","v":"Hinweise"}]
[{"$f":"Begriffe!B336","v":"Gebäudekategorie"},null,null,null,null,{"$f":"Begriffe!B343","v":"Trinkwarmwasserspeicher-Volumen"}]
[{"$f":"Begriffe!B337","v":"Energiebezugsfläche "},null,null,null,null,{"$f":"Begriffe!B344","v":"Deckungsbeitrag Solaranlage "},null,0]
[{"$f":"Begriffe!B338","v":"Kaltwassertemperatur "},null,10,null,null,{"$f":"Begriffe!B345","v":"Speicherumgebungstemperatur"},null,20]
[{"$f":"Begriffe!B339","v":"Wärmeerzeugung"},null,null,null,null,{"$f":"Begriffe!B346","v":"Rohr-Aussendurchmesser Warmwasserverteilung "}]
[]
[{"$f":"Begriffe!B347","v":"Bestehend"},null,null,null,null,{"$f":"Begriffe!B348","v":"Optimiert"},null,null,null,{"$f":"Begriffe!B372","v":"Energieverbrauch und Energiekosten"}]
[]
[{"$f":"Begriffe!B349","v":"Trinkwarmwasserspeicher"},null,null,null,null,{"$f":"A11","v":"Trinkwarmwasserspeicher"},null,null,null,null,{"$f":"Begriffe!B373","v":"Kosten Nutzenergie"},null,null,null,null,{"$f":"Begriffe!B374","v":"Kosten Hilfsenergie [Elektrizität] "}]
[null,{"$f":"Begriffe!B350","v":"Solltemperatur"},null,null,null,null,{"$f":"B12","v":"Solltemperatur"}]
[]
[{"$f":"Begriffe!B351","v":"elektr. Heizstab"},null,null,null,null,{"$f":"A14","v":"elektr. Heizstab"}]
[null,{"$f":"Begriffe!B352","v":"Solltemperatur"},null,null,null,null,{"$f":"B15","v":"Solltemperatur"}]
[null,{"$f":"Begriffe!B353","v":"Anzahl Legionellenschaltungen"},null,null,null,null,{"$f":"B16","v":"Anzahl Legionellenschaltungen"}]
[null,null,null,null,null,null,null,null,null,null,null,null,{"$f":"J51","v":"Nutzenergie"},{"$f":"M51","v":{"$error":"#N/A"}},{"$f":"O51","v":{"$error":"#N/A"}}]
[{"$f":"Begriffe!B354","v":"Begleitheizbänder"},null,null,null,null,{"$f":"A18","v":"Begleitheizbänder"},null,null,null,null,null,null,{"$f":"J52","v":"Hilfsenergie"},{"$f":"M52","v":{"$error":"#N/A"}},{"$f":"O52","v":{"$error":"#N/A"}}]
[null,{"$f":"Begriffe!B355","v":"Solltemperatur"},null,null,null,null,{"$f":"B19","v":"Solltemperatur"}]
[null,{"$f":"Begriffe!B356","v":"beheizte Leitungslänge"},null,0,null,null,{"$f":"B20","v":"beheizte Leitungslänge"},null,0]
[]
[{"$f":"Begriffe!B357","v":"Zirkulation"},null,null,null,null,{"$f":"A22","v":"Zirkulation"}]
[null,{"$f":"Begriffe!B358","v":"Solltemperatur"},null,null,null,null,{"$f":"B23","v":"Solltemperatur"}]
[null,{"$f":"Begriffe!B359","v":"Pumpenleistung "},null,null,null,null,{"$f":"B24","v":"Pumpenleistung "}]
[null,{"$f":"Begriffe!B360","v":"Länge Zirkulationsleitung"},null,0,null,null,{"$f":"B25","v":"Länge Zirkulationsleitung"},null,0]
[null,{"$f":"Begriffe!B361","v":"Rohrtsystem"},null,null,null,null,{"$f":"B26","v":"Rohrtsystem"}]
[]
[null,null,null,null,null,null,null,null,null,null,null,null,null,{"$f":"Begriffe!B377","v":"Bestehend"},{"$f":"Begriffe!B378","v":"Optimiert"},{"$f":"Begriffe!B379","v":"Einsparung"}]
[{"$f":"Begriffe!B364","v":"Korrektur Energieverbrauch"},null,null,null,null,null,null,null,null,null,null,{"$f":"Begriffe!B375","v":"Nutzenergie"},null,{"$f":"L51","v":0},{"$f":"N51","v":0},{"$f":"N29-O29","v":0},{"$f":"IFERROR(ROUND(M51,-1)-ROUND(O51,-1),0)","v":0},{"$f":"IFERROR(P29/N29,0)","v":0}]
[null,null,null,null,null,null,null,null,null,null,null,{"$f":"Begriffe!B376","v":"Hilfsenergie"},null,{"$f":"L52","v":0},{"$f":"N52","v":0},{"$f":"N30-O30","v":0},{"$f":"IFERROR(ROUND(M52,-1)-ROUND(O52,-1),0)","v":0},{"$f":"IFERROR(P30/N30,0)","v":0}]
[{"$f":"Begriffe!B365","v":"Energieverbrauch "},null,{"$f":"Begriffe!B366","v":"Trinkwarmwasser"}]
[null,{"$f":"Begriffe!B367","v":"Berechnet"},{"$f":"N29","v":0}]
[null,{"$f":"Begriffe!B368","v":"Real"}]
[{"$f":"Begriffe!B369","v":"Korrekturfaktor"},{"$f":"Begriffe!B370","v":"Abweichung"},{"$f":"IFERROR(C33/C32,\" \")","v":" "}]
[null,{"$f":"Begriffe!B369","v":"Korrekturfaktor"},1]
[]
[]
[]
[]
[]
[]
[]
[]
[]
[]
[]
["Eingabe",null,null,null,null,null,null,null,null,"Ergebnisse"]
["Grundlage Berechnung",null,null,"bestehend","optimiert",null,null,null,null,"Energieverbrauch ",null,"Bestehend",null,"Optimiert"]
["Kennwerte","Gebäudekategorie",null,{"$f":"D4","v":0},{"$f":"D49","v":0},null,null,null,null,null,null,"Nutzenergie","Kosten","Nutzenergie","Kosten"]
[null,"Energiebezugsfläche ",null,{"$f":"D5","v":0},0,null,null,null,null,null,null,"[kWh]","[CHF/a]","[kWh]","[CHF/a]"]
[null,"Kaltwassertemperatur ",null,{"$f":"IF(D6=\"\",C6,D6)","v":10},10,null,null,null,null,"Nutzenergie",null,{"$f":"IF(D52=G54,(M58+M59+M60)/3,(M58+M59+M60))","v":0},{"$f":"IF(G52=D52,L51*Q58/100,L51*Q57/100)","v":{"$error":"#N/A"}},{"$f":"IF(E52=G54,(N58+N59+N60)/3,N58+N59+N60)","v":0},{"$f":"IF(E52=G52,N51*Q58/100,N51*R57/100)","v":{"$error":"#N/A"}}]
[null,"Wärmeerzeuger",null,{"$f":"D7","v":0},0,null,{"$f":"Begriffe!B340","v":"WE01 /02 /03"},null,null,"Hilfsenergie",null,{"$f":"M61+M62+M63","v":0},{"$f":"Q57*L52/100","v":{"$error":"#N/A"}},{"$f":"N61+N62+N63","v":0},{"$f":"N52*Q57/100","v":{"$error":"#N/A"}}]
[null,"Trinkwarmwasserspeicher-Volumen",null,{"$f":"I4","v":0},0,null,{"$f":"Begriffe!B341","v":"elektr. Heizstab"}]
[null,"Deckungsbeitrag Solaranlage ",null,{"$f":"I5","v":0},0,null,{"$f":"Begriffe!B342","v":"WP-Boiler"}]
[null,"Speicherumgebungstemperatur",null,{"$f":"IF(I6=\"\",20,I6)","v":20},20]
[null,"Rohr-Aussendurchmesser Warmwasserverteilung ",null,{"$f":"IF(I7=\"\",50,I7)","v":50},50,null,null,null,null,"Grundlage Berechnung",null,null,"alt","optimiert",null,"spez. Energiepreise","Bestehend","Optimiert"]
[null,"Standard Temperatur Verteilung / Speicherstutzen",null,60,60,null,null,null,null,"QWW ",null,null,{"$f":"IFERROR(VLOOKUP(D4,Grundlagendaten!A13:G23,7,FALSE),0)","v":0},{"$f":"M57","v":0},null,{"$f":"Begriffe!B45","v":"Elektrizität"},{"$f":"VLOOKUP(P57,Startblatt!$B$21:$E$26,4,FALSE)","v":{"$error":"#N/A"}},{"$f":"VLOOKUP(P57,Startblatt!$B$21:$E$26,4,FALSE)","v":{"$error":"#N/A"}},"Rp. / kWh"]
["Speicher","Speichertemperatur",null,{"$f":"D12","v":0},{"$f":"I12","v":0},null,null,null,null,"Wärmemenge für Warmwasser ",null,null,{"$f":"((M57*D5*((D12-D6)/(60-10))*(1-I5))/3.6)*$C$35","v":0},{"$f":"((N57*D5*((I12-D6)/(60-10))*(1-I5))/3.6)*$C$35","v":0},null,"Wärme",{"$f":"'Berechnung WE'!$C$849*100","v":{"$error":"#DIV/0!"}},{"$f":"'Berechnung WE'!$D$849*100","v":{"$error":"#DIV/0!"}},"Rp. / kWh"]
[null,"Übererhöhung Vorlauftemp.",null,5,5,null,null,null,null,"Speicherverluste",null,null,{"$f":"(0.1024*D53^0.4968*(D58-D55)*8760/1000)*$C$35","v":0},{"$f":"(0.1024*E53^0.4968*(E58-E55)*8760/1000)*$C$35","v":0},null,"Kälte",{"$f":"KE!$Z$62","v":{"$error":"#N/A"}},{"$f":"KE!$AA$62","v":{"$error":"#N/A"}},"Rp. / kWh"]
[null,"Ladedauer",null,3,3,null,null,null,null,"Wärmeverlust Zirkulation",null,null,{"$f":"(0.0411*D56^0.3267*D67*(D65-D55)*IF(Begriffe!B363='TW03'!D68,1,2)*8760/1000)*$C$35","v":0},{"$f":"(0.0411*E56^0.3267*E67*(E65-E55)*IF(Begriffe!B363='TW03'!E68,1,2)*8760/1000)*$C$35","v":0},null,{"$f":"Begriffe!B49","v":"Wasser"},{"$f":"VLOOKUP(P60,Startblatt!$B$21:$E$26,4,FALSE)*100","v":185},{"$f":"VLOOKUP(P60,Startblatt!$B$21:$E$26,4,FALSE)*100","v":185},"Rp. / m3"]
["Heizstab","Sollttemperatur",null,{"$f":"IF(D15=\"\",65,D15)","v":65},{"$f":"IF(I15=\"\",65,I15)","v":65},null,null,null,null,"Stromverbrauch Pumpe ",null,null,{"$f":"D66/1000*8760","v":0},{"$f":"E66/1000*8760","v":0}]
[null,"Anzahl Legionellenschaltungen",null,{"$f":"D16","v":0},{"$f":"I16","v":0},null,null,null,null,"Stromverbrauch elektr. Heizstab",null,null,{"$f":"IF(D61<D58,0,(D61-D58)*D53*4.184/3600*D62*52)","v":0},{"$f":"IF(E61<E58,0,(E61-E58)*E53*4.184/3600*E62*52)","v":0}]
["Begleitheizband","Sollttemperatur",null,{"$f":"D19","v":0},{"$f":"I19","v":0},null,null,null,null,"Stromverbrauch Begleitheizbänder",null,null,{"$f":"0.0411*D56^0.3267*D64*(D63-D55)*8760/1000+IF(D58<D63,(D53/(D64*(D56/2000)^2*3.14*1000))*(M58/(2000*4.187/3600*50))*(D63-D58)*D64*(D56/2000)^2*3.14*4.184/3.6,0)","v":0},{"$f":"0.0411*E56^0.3267*E64*(E63-E55)*8760/1000+IF(E58<E63,(E53/(E64*(E56/2000)^2*3.14*1000))*(N58/(2000*4.187/3600*50))*(E63-E58)*E64*(E56/2000)^2*3.14*4.184/3.6,0)","v":0}]
[null,"beheizte Leitungslänge",null,{"$f":"IF(D19=\"\",0,D20)","v":0},{"$f":"IF(I19=\"\",0,I20)","v":0}]
["Zirkulation","Sollttemperatur",null,{"$f":"D23","v":0},{"$f":"I23","v":0}]
[null,"Pumpenleistung ",null,{"$f":"D24","v":0},{"$f":"I24","v":0}]
[null,"Leitungslänge Vorlauf",null,{"$f":"IF(D23=\"\",0,D25)","v":0},{"$f":"IF(I23=\"\",0,I25)","v":0},null,null,null,null,null,"Bestehend",{"$f":"IF(D52=G52,1,0)","v":0},null,null,null,"Optimiert",{"$f":"L67","v":0}]
[null,"Rohrtsystem",null,{"$f":"D26","v":0},{"$f":"I26","v":0},null,null,null,null,"Häufigkeit","Vorlauftemp.","Wärmemenge ","durch.",null,null,"Vorlauftemp.","Wärmemenge ","durch."]
[null,null,null,null,null,null,null,null,null,null,null,"für Warmwasser ","Leistung","Ladeleistung","Betriebsstunden",null,"für Warmwasser ","Leistung","Ladeleistung","Betriebsstunden"]
[null,null,null,null,null,null,null,null,null,"h/a","°C","kWh","kW","kW","h","°C","kWh","kW","kW","h"]
[null,null,null,null,null,null,null,null,null,{"$f":"Klimadaten!O5","v":{"$error":"#N/A"}},{"$f":"($D$58+$D$59)*$L$67","v":0},{"$f":"(($M$58+$M$59+$M$60)/8760*J71)*$L$67","v":{"$error":"#N/A"}},{"$f":"IFERROR(L71/J71,0)","v":0},{"$f":"IF(J71<=0,0,$D$53*($D$57-$D$51)*4.184/3600/$D$60)*$L$67","v":{"$error":"#N/A"}},{"$f":"(IFERROR((L71/N71),0))","v":0},{"$f":"($E$58+$E$59)*$Q$67","v":0},{"$f":"(($N$58+$N$59+$N$60)/8760*J71)*$Q$67","v":{"$error":"#N/A"}},{"$f":"IFERROR(Q71/J71,0)","v":0},{"$f":"IF(O71<=0,0,$E$53*($E$57-$E$51)*4.184/3600/$E$60)*$Q$67","v":0},{"$f":"(IFERROR((Q71/S71),0))","v":0}]
[null,null,null,null,null,null,null,null,null,{"$f":"Klimadaten!O6","v":{"$error":"#N/A"}},{"$f":"($D$58+$D$59)*$L$67","v":0},{"$f":"(($M$58+$M$59+$M$60)/8760*J72)*$L$67","v":{"$error":"#N/A"}},{"$f":"IFERROR(L72/J72,0)","v":0},{"$f":"IF(J72<=0,0,$D$53*($D$57-$D$51)*4.184/3600/$D$60)*$L$67","v":{"$error":"#N/A"}},0,{"$f":"($E$58+$E$59)*$Q$67","v":0},{"$f":"(($N$58+$N$59+$N$60)/8760*J72)*$Q$67","v":{"$error":"#N/A"}},{"$f":"IFERROR(Q72/J72,0)","v":0},{"$f":"IF(O72<=0,0,$E$53*($E$57-$E$51)*4.184/3600/$E$60)*$Q$67","v":0},0]
[null,null,null,null,null,null,null,null,null,{"$f":"Klimadaten!O7","v":{"$error":"#N/A"}},0,{"$error":"#N/A"},0,{"$error":"#N/A"},0,0,{"$error":"#N/A"},0,0,0]
[null,null,null,null,null,null,null,null,null,{"$f":"Klimadaten!O8","v":{"$error":"#N/A"}},0,{"$error":"#N/A"},0,{"$error":"#N/A"},0,0,{"$error":"#N/A"},0,0,0]
[null,null,null,null,null,null,null,null,null,{"$f":"Klimadaten!O9","v":{"$error":"#N/A"}},0,{"$error":"#N/A"},0,{"$error":"#N/A"},0,0,{"$error":"#N/A"},0,0,0]
[null,null,null,null,null,null,null,null,null,{"$f":"Klimadaten!O10","v":{"$error":"#N/A"}},0,{"$error":"#N/A"},0,{"$error":"#N/A"},0,0,{"$error":"#N/A"},0,0,0]
[null,null,null,null,null,null,null,null,null,{"$f":"Klimadaten!O11","v":{"$error":"#N/A"}},0,{"$error":"#N/A"},0,{"$error":"#N/A"},0,0,{"$error":"#N/A"},0,0,0]
[null,null,null,null,null,null,null,null,null,{"$f":"Klimadaten!O12","v":{"$error":"#N/A"}},0,{"$error":"#N/A"},0,{"$error":"#N/A"},0,0,{"$error":"#N/A"},0,0,0]
[null,null,null,null,null,null,null,null,null,{"$f":"Klimadaten!O13","v":{"$error":"#N/A"}},0,{"$error":"#N/A"},0,{"$error":"#N/A"},0,0,{"$error":"#N/A"},0,0,0]
[null,null,null,null,null,null,null,null,null,{"$f":"Klimadaten!O14","v":{"$error":"#N/A"}},0,{"$error":"#N/A"},0,{"$error":"#N/A"},0,0,{"$error":"#N/A"},0,0,0]
[null,null,null,null,null,null,null,null,null,{"$f":"Klimadaten!O15","v":{"$error":"#N/A"}},0,{"$error":"#N/A"},0,{"$error":"#N/A"},0,0,{"$error":"#N/A"},0,0,0]
[null,null,null,null,null,null,null,null,null,{"$f":"Klimadaten!O16","v":{"$error":"#N/A"}},0,{"$error":"#N/A"},0,{"$error":"#N/A"},0,0,{"$error":"#N/A"},0,0,0]
[null,null,null,null,null,null,null,null,null,{"$f":"Klimadaten!O17","v":{"$error":"#N/A"}},0,{"$error":"#N/A"},0,{"$error":"#N/A"},0,0,{"$error":"#N/A"},0,0,0]
[null,null,null,null,null,null,null,null,null,{"$f":"Klimadaten!O18","v":{"$error":"#N/A"}},0,{"$error":"#N/A"},0,{"$error":"#N/A"},0,0,{"$error":"#N/A"},0,0,0]
[null,null,null,null,null,null,null,null,null,{"$f":"Klimadaten!O19","v":{"$error":"#N/A"}},0,{"$error":"#N/A"},0,{"$error":"#N/A"},0,0,{"$error":"#N/A"},0,0,0]
[null,null,null,null,null,null,null,null,null,{"$f":"Klimadaten!O20","v":{"$error":"#N/A"}},0,{"$error":"#N/A"},0,{"$error":"#N/A"},0,0,{"$error":"#N/A"},0,0,0]
[null,null,null,null,null,null,null,null,null,{"$f":"Klimadaten!O21","v":{"$error":"#N/A"}},0,{"$error":"#N/A"},0,{"$error":"#N/A"},0,0,{"$error":"#N/A"},0,0,0]
[null,null,null,null,null,null,null,null,null,{"$f":"Klimadaten!O22","v":{"$error":"#N/A"}},0,{"$error":"#N/A"},0,{"$error":"#N/A"},0,0,{"$error":"#N/A"},0,0,0]
[null,null,null,null,null,null,null,null,null,{"$f":"Klimadaten!O23","v":{"$error":"#N/A"}},0,{"$error":"#N/A"},0,{"$error":"#N/A"},0,0,{"$error":"#N/A"},0,0,0]
[null,null,null,null,null,null,null,null,null,{"$f":"Klimadaten!O24","v":{"$error":"#N/A"}},0,{"$error":"#N/A"},0,{"$error":"#N/A"},0,0,{"$error":"#N/A"},0,0,0]
[null,null,null,null,null,null,null,null,null,{"$f":"Klimadaten!O25","v":{"$error":"#N/A"}},0,{"$error":"#N/A"},0,{"$error":"#N/A"},0,0,{"$error":"#N/A"},0,0,0]
[null,null,null,null,null,null,null,null,null,{"$f":"Klimadaten!O26","v":{"$error":"#N/A"}},0,{"$error":"#N/A"},0,{"$error":"#N/A"},0,0,{"$error":"#N/A"},0,0,0]
[null,null,null,null,null,null,null,null,null,{"$f":"Klimadaten!O27","v":{"$error":"#N/A"}},0,{"$error":"#N/A"},0,{"$error":"#N/A"},0,0,{"$error":"#N/A"},0,0,0]
[null,null,null,null,null,null,null,null,null,{"$f":"Klimadaten!O28","v":{"$error":"#N/A"}},0,{"$error":"#N/A"},0,{"$error":"#N/A"},0,0,{"$error":"#N/A"},0,0,0]
[null,null,null,null,null,null,null,null,null,{"$f":"Klimadaten!O29","v":{"$error":"#N/A"}},0,{"$error":"#N/A"},0,{"$error":"#N/A"},0,0,{"$error":"#N/A"},0,0,0]
[null,null,null,null,null,null,null,null,null,{"$f":"Klimadaten!O30","v":{"$error":"#N/A"}},0,{"$error":"#N/A"},0,{"$error":"#N/A"},0,0,{"$error":"#N/A"},0,0,0]
[null,null,null,null,null,null,null,null,null,{"$f":"Klimadaten!O31","v":{"$error":"#N/A"}},0,{"$error":"#N/A"},0,{"$error":"#N/A"},0,0,{"$error":"#N/A"},0,0,0]
[null,null,null,null,null,null,null,null,null,{"$f":"Klimadaten!O32","v":{"$error":"#N/A"}},0,{"$error":"#N/A"},0,{"$error":"#N/A"},0,0,{"$error":"#N/A"},0,0,0]
[null,null,null,null,null,null,null,null,null,{"$f":"Klimadaten!O33","v":{"$error":"#N/A"}},0,{"$error":"#N/A"},0,{"$error":"#N/A"},0,0,{"$error":"#N/A"},0,0,0]
[null,null,null,null,null,null,null,null,null,{"$f":"Klimadaten!O34","v":{"$error":"#N/A"}},0,{"$error":"#N/A"},{"$f":"IFERROR(L100/J100,0)","v":0},{"$error":"#N/A"},0,0,{"$error":"#N/A"},0,0,0]
[null,null,null,null,null,null,null,null,null,{"$f":"Klimadaten!O35","v":{"$error":"#N/A"}},0,{"$error":"#N/A"},0,{"$error":"#N/A"},0,0,{"$error":"#N/A"},0,0,0]
[null,null,null,null,null,null,null,null,null,{"$f":"Klimadaten!O36","v":{"$error":"#N/A"}},0,{"$error":"#N/A"},0,{"$error":"#N/A"},0,0,{"$error":"#N/A"},0,0,0]
[null,null,null,null,null,null,null,null,null,{"$f":"Klimadaten!O37","v":{"$error":"#N/A"}},0,{"$error":"#N/A"},0,{"$error":"#N/A"},0,0,{"$error":"#N/A"},0,0,0]
[null,null,null,null,null,null,null,null,null,{"$f":"Klimadaten!O38","v":{"$error":"#N/A"}},0,{"$error":"#N/A"},0,{"$error":"#N/A"},0,0,{"$error":"#N/A"},0,0,0]
[null,null,null,null,null,null,null,null,null,{"$f":"Klimadaten!O39","v":{"$error":"#N/A"}},0,{"$error":"#N/A"},0,{"$error":"#N/A"},0,0,{"$error":"#N/A"},0,0,0]
[null,null,null,null,null,null,null,null,null,{"$f":"Klimadaten!O40","v":{"$error":"#N/A"}},0,{"$error":"#N/A"},0,{"$error":"#N/A"},0,0,{"$error":"#N/A"},0,0,0]
[null,null,null,null,null,null,null,null,null,{"$f":"Klimadaten!O41","v":{"$error":"#N/A"}},0,{"$error":"#N/A"},0,{"$error":"#N/A"},0,0,{"$error":"#N/A"},0,0,0]
[null,null,null,null,null,null,null,null,null,{"$f":"Klimadaten!O42","v":{"$error":"#N/A"}},0,{"$error":"#N/A"},0,{"$error":"#N/A"},0,0,{"$error":"#N/A"},0,0,0]
[null,null,null,null,null,null,null,null,null,{"$f":"Klimadaten!O43","v":{"$error":"#N/A"}},0,{"$error":"#N/A"},0,{"$error":"#N/A"},0,0,{"$error":"#N/A"},0,0,0]
[null,null,null,null,null,null,null,null,null,{"$f":"Klimadaten!O44","v":{"$error":"#N/A"}},0,{"$error":"#N/A"},0,{"$error":"#N/A"},0,0,{"$error":"#N/A"},0,0,0]
[null,null,null,null,null,null,null,null,null,{"$f":"Klimadaten!O45","v":{"$error":"#N/A"}},0,{"$error":"#N/A"},0,{"$error":"#N/A"},0,0,{"$error":"#N/A"},0,0,0]
[null,null,null,null,null,null,null,null,null,{"$f":"Klimadaten!O46","v":{"$error":"#N/A"}},0,{"$error":"#N/A"},0,{"$error":"#N/A"},0,0,{"$error":"#N/A"},0,0,0]
[null,null,null,null,null,null,null,null,null,{"$f":"Klimadaten!O47","v":{"$error":"#N/A"}},0,{"$error":"#N/A"},0,{"$error":"#N/A"},0,0,{"$error":"#N/A"},0,0,0]
[null,null,null,null,null,null,null,null,null,{"$f":"Klimadaten!O48","v":{"$error":"#N/A"}},0,{"$error":"#N/A"},0,{"$error":"#N/A"},0,0,{"$error":"#N/A"},0,0,0]
[null,null,null,null,null,null,null,null,null,{"$f":"Klimadaten!O49","v":{"$error":"#N/A"}},0,{"$error":"#N/A"},0,{"$error":"#N/A"},0,0,{"$error":"#N/A"},0,0,0]
[null,null,null,null,null,null,null,null,null,{"$f":"Klimadaten!O50","v":{"$error":"#N/A"}},0,{"$error":"#N/A"},0,{"$error":"#N/A"},0,0,{"$error":"#N/A"},0,0,0]
[null,null,null,null,null,null,null,null,null,{"$f":"Klimadaten!O51","v":{"$error":"#N/A"}},0,{"$error":"#N/A"},0,{"$error":"#N/A"},0,0,{"$error":"#N/A"},0,0,0]
[null,null,null,null,null,null,null,null,null,{"$f":"Klimadaten!O52","v":{"$error":"#N/A"}},0,{"$error":"#N/A"},0,{"$error":"#N/A"},0,0,{"$error":"#N/A"},0,0,0]
[null,null,null,null,null,null,null,null,null,{"$f":"Klimadaten!O53","v":{"$error":"#N/A"}},0,{"$error":"#N/A"},0,{"$error":"#N/A"},0,0,{"$error":"#N/A"},0,0,0]
[null,null,null,null,null,null,null,null,null,{"$f":"Klimadaten!O54","v":{"$error":"#N/A"}},0,{"$error":"#N/A"},0,{"$error":"#N/A"},0,0,{"$error":"#N/A"},0,0,0]
[null,null,null,null,null,null,null,null,null,{"$f":"Klimadaten!O55","v":{"$error":"#N/A"}},0,{"$error":"#N/A"},0,{"$error":"#N/A"},0,0,{"$error":"#N/A"},0,0,0]
[null,null,null,null,null,null,null,null,null,{"$f":"Klimadaten!O56","v":{"$error":"#N/A"}},0,{"$error":"#N/A"},0,{"$error":"#N/A"},0,0,{"$error":"#N/A"},0,0,0]
[null,null,null,null,null,null,null,null,null,{"$f":"Klimadaten!O57","v":{"$error":"#N/A"}},0,{"$error":"#N/A"},0,{"$error":"#N/A"},0,0,{"$error":"#N/A"},0,0,0]
[null,null,null,null,null,null,null,null,null,{"$f":"Klimadaten!O58","v":{"$error":"#N/A"}},0,{"$error":"#N/A"},0,{"$error":"#N/A"},0,0,{"$error":"#N/A"},0,0,0]
[null,null,null,null,null,null,null,null,null,{"$f":"Klimadaten!O59","v":{"$error":"#N/A"}},0,{"$error":"#N/A"},0,{"$error":"#N/A"},0,0,{"$error":"#N/A"},0,0,0]
[null,null,null,null,null,null,null,null,null,{"$f":"Klimadaten!O60","v":{"$error":"#N/A"}},0,{"$error":"#N/A"},0,{"$error":"#N/A"},0,0,{"$error":"#N/A"},0,0,0]
[null,null,null,null,null,null,null,null,null,{"$f":"Klimadaten!O61","v":{"$error":"#N/A"}},0,{"$error":"#N/A"},0,{"$error":"#N/A"},0,0,{"$error":"#N/A"},0,0,0]
[null,null,null,null,null,null,null,null,null,{"$f":"Klimadaten!O62","v":{"$error":"#N/A"}},0,{"$error":"#N/A"},0,{"$error":"#N/A"},0,0,{"$error":"#N/A"},0,0,0]
[null,null,null,null,null,null,null,null,null,{"$f":"Klimadaten!O63","v":{"$error":"#N/A"}},0,{"$error":"#N/A"},0,{"$error":"#N/A"},0,0,{"$error":"#N/A"},0,0,0]
[null,null,null,null,null,null,null,null,null,{"$f":"Klimadaten!O64","v":{"$error":"#N/A"}},0,{"$error":"#N/A"},0,{"$error":"#N/A"},0,0,{"$error":"#N/A"},0,0,0]
[null,null,null,null,null,null,null,null,null,{"$f":"Klimadaten!O65","v":{"$error":"#N/A"}},0,{"$error":"#N/A"},0,{"$error":"#N/A"},0,0,{"$error":"#N/A"},0,0,0]
[null,null,null,null,null,null,null,null,null,null,null,{"$f":"SUM(L71:L131)","v":{"$error":"#N/A"}},null,null,{"$f":"SUM(O71:O131)/52","v":0},null,{"$f":"SUM(Q71:Q131)","v":{"$error":"#N/A"}},null,null,{"$f":"SUM(T71:T131)/52","v":0}]

{"sheet":"TW04","index":17,"n_rows":132,"n_cols":20,"rows_kept":132,"cut":false,"hidden":true,"merged":[[0,17,0,18],[3,9,6,19]]}
[{"$f":"Begriffe!B331&\" \"&Heizung!B49&\" \"&Begriffe!B332","v":"Trinkwarmwasser  Detail"},null,null,{"$f":"Begriffe!B333","v":"Status                       "},{"$f":"IF(OR(D4=\"\",D5=\"\",D7=\"\",I4=\"\",I5=\"\",I7=\"\",D12=\"\",I12=\"\"),1,0)","v":1},null,{"$f":"Begriffe!B334","v":"Verantwortlicher"},null,{"$f":"Einführung!K1","v":"V 1.0.0"},{"$f":"A1","v":"Trinkwarmwasser  Detail"},null,null,null,null,null,null,{"$f":"G1","v":"Verantwortlicher"},{"$f":"H1","v":0},null,{"$f":"Einführung!K1","v":"V 1.0.0"}]
[]
[{"$f":"Begriffe!B335","v":"Technische Daten"},null,null,null,null,null,null,null,null,{"$f":"Begriffe!B371","v":"Hinweise"}]
[{"$f":"Begriffe!B336","v":"Gebäudekategorie"},null,null,null,null,{"$f":"Begriffe!B343","v":"Trinkwarmwasserspeicher-Volumen"}]
[{"$f":"Begriffe!B337","v":"Energiebezugsfläche "},null,null,null,null,{"$f":"Begriffe!B344","v":"Deckungsbeitrag Solaranlage "},null,0]
[{"$f":"Begriffe!B338","v":"Kaltwassertemperatur "},null,10,null,null,{"$f":"Begriffe!B345","v":"Speicherumgebungstemperatur"},null,20]
[{"$f":"Begriffe!B339","v":"Wärmeerzeugung"},null,null,null,null,{"$f":"Begriffe!B346","v":"Rohr-Aussendurchmesser Warmwasserverteilung "}]
[]
[{"$f":"Begriffe!B347","v":"Bestehend"},null,null,null,null,{"$f":"Begriffe!B348","v":"Optimiert"},null,null,null,{"$f":"Begriffe!B372","v":"Energieverbrauch und Energiekosten"}]
[]
[{"$f":"Begriffe!B349","v":"Trinkwarmwasserspeicher"},null,null,null,null,{"$f":"A11","v":"Trinkwarmwasserspeicher"},null,null,null,null,{"$f":"Begriffe!B373","v":"Kosten Nutzenergie"},null,null,null,null,{"$f":"Begriffe!B374","v":"Kosten Hilfsenergie [Elektrizität] "}]
[null,{"$f":"Begriffe!B350","v":"Solltemperatur"},null,null,null,null,{"$f":"B12","v":"Solltemperatur"}]
[]
[{"$f":"Begriffe!B351","v":"elektr. Heizstab"},null,null,null,null,{"$f":"A14","v":"elektr. Heizstab"}]
[null,{"$f":"Begriffe!B352","v":"Solltemperatur"},null,null,null,null,{"$f":"B15","v":"Solltemperatur"}]
[null,{"$f":"Begriffe!B353","v":"Anzahl Legionellenschaltungen"},null,null,null,null,{"$f":"B16","v":"Anzahl Legionellenschaltungen"}]
[null,null,null,null,null,null,null,null,null,null,null,null,{"$f":"J51","v":"Nutzenergie"},{"$f":"M51","v":{"$error":"#N/A"}},{"$f":"O51","v":{"$error":"#N/A"}}]
[{"$f":"Begriffe!B354","v":"Begleitheizbänder"},null,null,null,null,{"$f":"A18","v":"Begleitheizbänder"},null,null,null,null,null,null,{"$f":"J52","v":"Hilfsenergie"},{"$f":"M52","v":{"$error":"#N/A"}},{"$f":"O52","v":{"$error":"#N/A"}}]
[null,{"$f":"Begriffe!B355","v":"Solltemperatur"},null,null,null,null,{"$f":"B19","v":"Solltemperatur"}]
[null,{"$f":"Begriffe!B356","v":"beheizte Leitungslänge"},null,0,null,null,{"$f":"B20","v":"beheizte Leitungslänge"},null,0]
[]
[{"$f":"Begriffe!B357","v":"Zirkulation"},null,null,null,null,{"$f":"A22","v":"Zirkulation"}]
[null,{"$f":"Begriffe!B358","v":"Solltemperatur"},null,null,null,null,{"$f":"B23","v":"Solltemperatur"}]
[null,{"$f":"Begriffe!B359","v":"Pumpenleistung "},null,null,null,null,{"$f":"B24","v":"Pumpenleistung "}]
[null,{"$f":"Begriffe!B360","v":"Länge Zirkulationsleitung"},null,0,null,null,{"$f":"B25","v":"Länge Zirkulationsleitung"},null,0]
[null,{"$f":"Begriffe!B361","v":"Rohrtsystem"},null,null,null,null,{"$f":"B26","v":"Rohrtsystem"}]
[]
[null,null,null,null,null,null,null,null,null,null,null,null,null,{"$f":"Begriffe!B377","v":"Bestehend"},{"$f":"Begriffe!B378","v":"Optimiert"},{"$f":"Begriffe!B379","v":"Einsparung"}]
[{"$f":"Begriffe!B364","v":"Korrektur Energieverbrauch"},null,null,null,null,null,null,null,null,null,null,{"$f":"Begriffe!B375","v":"Nutzenergie"},null,{"$f":"L51","v":0},{"$f":"N51","v":0},{"$f":"N29-O29","v":0},{"$f":"IFERROR(ROUND(M51,-1)-ROUND(O51,-1),0)","v":0},{"$f":"IFERROR(P29/N29,0)","v":0}]
[null,null,null,null,null,null,null,null,null,null,null,{"$f":"Begriffe!B376","v":"Hilfsenergie"},null,{"$f":"L52","v":0},{"$f":"N52","v":0},{"$f":"N30-O30","v":0},{"$f":"IFERROR(ROUND(M52,-1)-ROUND(O52,-1),0)","v":0},{"$f":"IFERROR(P30/N30,0)","v":0}]
[{"$f":"Begriffe!B365","v":"Energieverbrauch "},null,{"$f":"Begriffe!B366","v":"Trinkwarmwasser"}]
[null,{"$f":"Begriffe!B367","v":"Berechnet"},{"$f":"N29","v":0}]
[null,{"$f":"Begriffe!B368","v":"Real"}]
[{"$f":"Begriffe!B369","v":"Korrekturfaktor"},{"$f":"Begriffe!B370","v":"Abweichung"},{"$f":"IFERROR(C33/C32,\" \")","v":" "}]
[null,{"$f":"Begriffe!B369","v":"Korrekturfaktor"},1]
[]
[]
[]
[]
[]
[]
[]
[]
[]
[]
[]
["Eingabe",null,null,null,null,null,null,null,null,"Ergebnisse"]
["Grundlage Berechnung",null,null,"bestehend","optimiert",null,null,null,null,"Energieverbrauch ",null,"Bestehend",null,"Optimiert"]
["Kennwerte","Gebäudekategorie",null,{"$f":"D4","v":0},{"$f":"D49","v":0},null,null,null,null,null,null,"Nutzenergie","Kosten","Nutzenergie","Kosten"]
[null,"Energiebezugsfläche ",null,{"$f":"D5","v":0},0,null,null,null,null,null,null,"[kWh]","[CHF/a]","[kWh]","[CHF/a]"]
[null,"Kaltwassertemperatur ",null,{"$f":"IF(D6=\"\",C6,D6)","v":10},10,null,null,null,null,"Nutzenergie",null,{"$f":"IF(D52=G54,(M58+M59+M60)/3,(M58+M59+M60))","v":0},{"$f":"IF(G52=D52,L51*Q58/100,L51*Q57/100)","v":{"$error":"#N/A"}},{"$f":"IF(E52=G54,(N58+N59+N60)/3,N58+N59+N60)","v":0},{"$f":"IF(E52=G52,N51*Q58/100,N51*R57/100)","v":{"$error":"#N/A"}}]
[null,"Wärmeerzeuger",null,{"$f":"D7","v":0},0,null,{"$f":"Begriffe!B340","v":"WE01 /02 /03"},null,null,"Hilfsenergie",null,{"$f":"M61+M62+M63","v":0},{"$f":"Q57*L52/100","v":{"$error":"#N/A"}},{"$f":"N61+N62+N63","v":0},{"$f":"N52*Q57/100","v":{"$error":"#N/A"}}]
[null,"Trinkwarmwasserspeicher-Volumen",null,{"$f":"I4","v":0},0,null,{"$f":"Begriffe!B341","v":"elektr. Heizstab"}]
[null,"Deckungsbeitrag Solaranlage ",null,{"$f":"I5","v":0},0,null,{"$f":"Begriffe!B342","v":"WP-Boiler"}]
[null,"Speicherumgebungstemperatur",null,{"$f":"IF(I6=\"\",20,I6)","v":20},20]
[null,"Rohr-Aussendurchmesser Warmwasserverteilung ",null,{"$f":"IF(I7=\"\",50,I7)","v":50},50,null,null,null,null,"Grundlage Berechnung",null,null,"alt","optimiert",null,"spez. Energiepreise","Bestehend","Optimiert"]
[null,"Standard Temperatur Verteilung / Speicherstutzen",null,60,60,null,null,null,null,"QWW ",null,null,{"$f":"IFERROR(VLOOKUP(D4,Grundlagendaten!A13:G23,7,FALSE),0)","v":0},{"$f":"M57","v":0},null,{"$f":"Begriffe!B45","v":"Elektrizität"},{"$f":"VLOOKUP(P57,Startblatt!$B$21:$E$26,4,FALSE)","v":{"$error":"#N/A"}},{"$f":"VLOOKUP(P57,Startblatt!$B$21:$E$26,4,FALSE)","v":{"$error":"#N/A"}},"Rp. / kWh"]
["Speicher","Speichertemperatur",null,{"$f":"D12","v":0},{"$f":"I12","v":0},null,null,null,null,"Wärmemenge für Warmwasser ",null,null,{"$f":"((M57*D5*((D12-D6)/(60-10))*(1-I5))/3.6)*$C$35","v":0},{"$f":"((N57*D5*((I12-D6)/(60-10))*(1-I5))/3.6)*$C$35","v":0},null,"Wärme",{"$f":"'Berechnung WE'!$C$849*100","v":{"$error":"#DIV/0!"}},{"$f":"'Berechnung WE'!$D$849*100","v":{"$error":"#DIV/0!"}},"Rp. / kWh"]
[null,"Übererhöhung Vorlauftemp.",null,5,5,null,null,null,null,"Speicherverluste",null,null,{"$f":"(0.1024*D53^0.4968*(D58-D55)*8760/1000)*$C$35","v":0},{"$f":"(0.1024*E53^0.4968*(E58-E55)*8760/1000)*$C$35","v":0},null,"Kälte",{"$f":"KE!$Z$62","v":{"$error":"#N/A"}},{"$f":"KE!$AA$62","v":{"$error":"#N/A"}},"Rp. / kWh"]
[null,"Ladedauer",null,3,3,null,null,null,null,"Wärmeverlust Zirkulation",null,null,{"$f":"(0.0411*D56^0.3267*D67*(D65-D55)*IF(Begriffe!B363='TW04'!D68,1,2)*8760/1000)*$C$35","v":0},{"$f":"(0.0411*E56^0.3267*E67*(E65-E55)*IF(Begriffe!B363='TW04'!E68,1,2)*8760/1000)*$C$35","v":0},null,{"$f":"Begriffe!B49","v":"Wasser"},{"$f":"VLOOKUP(P60,Startblatt!$B$21:$E$26,4,FALSE)*100","v":185},{"$f":"VLOOKUP(P60,Startblatt!$B$21:$E$26,4,FALSE)*100","v":185},"Rp. / m3"]
["Heizstab","Sollttemperatur",null,{"$f":"IF(D15=\"\",65,D15)","v":65},{"$f":"IF(I15=\"\",65,I15)","v":65},null,null,null,null,"Stromverbrauch Pumpe ",null,null,{"$f":"D66/1000*8760","v":0},{"$f":"E66/1000*8760","v":0}]
[null,"Anzahl Legionellenschaltungen",null,{"$f":"D16","v":0},{"$f":"I16","v":0},null,null,null,null,"Stromverbrauch elektr. Heizstab",null,null,{"$f":"IF(D61<D58,0,(D61-D58)*D53*4.184/3600*D62*52)","v":0},{"$f":"IF(E61<E58,0,(E61-E58)*E53*4.184/3600*E62*52)","v":0}]
["Begleitheizband","Sollttemperatur",null,{"$f":"D19","v":0},{"$f":"I19","v":0},null,null,null,null,"Stromverbrauch Begleitheizbänder",null,null,{"$f":"0.0411*D56^0.3267*D64*(D63-D55)*8760/1000+IF(D58<D63,(D53/(D64*(D56/2000)^2*3.14*1000))*(M58/(2000*4.187/3600*50))*(D63-D58)*D64*(D56/2000)^2*3.14*4.184/3.6,0)","v":0},{"$f":"0.0411*E56^0.3267*E64*(E63-E55)*8760/1000+IF(E58<E63,(E53/(E64*(E56/2000)^2*3.14*1000))*(N58/(2000*4.187/3600*50))*(E63-E58)*E64*(E56/2000)^2*3.14*4.184/3.6,0)","v":0}]
[null,"beheizte Leitungslänge",null,{"$f":"IF(D19=\"\",0,D20)","v":0},{"$f":"IF(I19=\"\",0,I20)","v":0}]
["Zirkulation","Sollttemperatur",null,{"$f":"D23","v":0},{"$f":"I23","v":0}]
[null,"Pumpenleistung ",null,{"$f":"D24","v":0},{"$f":"I24","v":0}]
[null,"Leitungslänge Vorlauf",null,{"$f":"IF(D23=\"\",0,D25)","v":0},{"$f":"IF(I23=\"\",0,I25)","v":0},null,null,null,null,null,"Bestehend",{"$f":"IF(D52=G52,1,0)","v":0},null,null,null,"Optimiert",{"$f":"L67","v":0}]
[null,"Rohrtsystem",null,{"$f":"D26","v":0},{"$f":"I26","v":0},null,null,null,null,"Häufigkeit","Vorlauftemp.","Wärmemenge ","durch.",null,null,"Vorlauftemp.","Wärmemenge ","durch."]
[null,null,null,null,null,null,null,null,null,null,null,"für Warmwasser ","Leistung","Ladeleistung","Betriebsstunden",null,"für Warmwasser ","Leistung","Ladeleistung","Betriebsstunden"]
[null,null,null,null,null,null,null,null,null,"h/a","°C","kWh","kW","kW","h","°C","kWh","kW","kW","h"]
[null,null,null,null,null,null,null,null,null,{"$f":"Klimadaten!O5","v":{"$error":"#N/A"}},{"$f":"($D$58+$D$59)*$L$67","v":0},{"$f":"(($M$58+$M$59+$M$60)/8760*J71)*$L$67","v":{"$error":"#N/A"}},{"$f":"IFERROR(L71/J71,0)","v":0},{"$f":"IF(J71<=0,0,$D$53*($D$57-$D$51)*4.184/3600/$D$60)*$L$67","v":{"$error":"#N/A"}},{"$f":"(IFERROR((L71/N71),0))","v":0},{"$f":"($E$58+$E$59)*$Q$67","v":0},{"$f":"(($N$58+$N$59+$N$60)/8760*J71)*$Q$67","v":{"$error":"#N/A"}},{"$f":"IFERROR(Q71/J71,0)","v":0},{"$f":"IF(O71<=0,0,$E$53*($E$57-$E$51)*4.184/3600/$E$60)*$Q$67","v":0},{"$f":"(IFERROR((Q71/S71),0))","v":0}]
[null,null,null,null,null,null,null,null,null,{"$f":"Klimadaten!O6","v":{"$error":"#N/A"}},{"$f":"($D$58+$D$59)*$L$67","v":0},{"$f":"(($M$58+$M$59+$M$60)/8760*J72)*$L$67","v":{"$error":"#N/A"}},{"$f":"IFERROR(L72/J72,0)","v":0},{"$f":"IF(J72<=0,0,$D$53*($D$57-$D$51)*4.184/3600/$D$60)*$L$67","v":{"$error":"#N/A"}},0,{"$f":"($E$58+$E$59)*$Q$67","v":0},{"$f":"(($N$58+$N$59+$N$60)/8760*J72)*$Q$67","v":{"$error":"#N/A"}},{"$f":"IFERROR(Q72/J72,0)","v":0},{"$f":"IF(O72<=0,0,$E$53*($E$57-$E$51)*4.184/3600/$E$60)*$Q$67","v":0},0]
[null,null,null,null,null,null,null,null,null,{"$f":"Klimadaten!O7","v":{"$error":"#N/A"}},0,{"$error":"#N/A"},0,{"$error":"#N/A"},0,0,{"$error":"#N/A"},0,0,0]
[null,null,null,null,null,null,null,null,null,{"$f":"Klimadaten!O8","v":{"$error":"#N/A"}},0,{"$error":"#N/A"},0,{"$error":"#N/A"},0,0,{"$error":"#N/A"},0,0,0]
[null,null,null,null,null,null,null,null,null,{"$f":"Klimadaten!O9","v":{"$error":"#N/A"}},0,{"$error":"#N/A"},0,{"$error":"#N/A"},0,0,{"$error":"#N/A"},0,0,0]
[null,null,null,null,null,null,null,null,null,{"$f":"Klimadaten!O10","v":{"$error":"#N/A"}},0,{"$error":"#N/A"},0,{"$error":"#N/A"},0,0,{"$error":"#N/A"},0,0,0]
[null,null,null,null,null,null,null,null,null,{"$f":"Klimadaten!O11","v":{"$error":"#N/A"}},0,{"$error":"#N/A"},0,{"$error":"#N/A"},0,0,{"$error":"#N/A"},0,0,0]
[null,null,null,null,null,null,null,null,null,{"$f":"Klimadaten!O12","v":{"$error":"#N/A"}},0,{"$error":"#N/A"},0,{"$error":"#N/A"},0,0,{"$error":"#N/A"},0,0,0]
[null,null,null,null,null,null,null,null,null,{"$f":"Klimadaten!O13","v":{"$error":"#N/A"}},0,{"$error":"#N/A"},0,{"$error":"#N/A"},0,0,{"$error":"#N/A"},0,0,0]
[null,null,null,null,null,null,null,null,null,{"$f":"Klimadaten!O14","v":{"$error":"#N/A"}},0,{"$error":"#N/A"},0,{"$error":"#N/A"},0,0,{"$error":"#N/A"},0,0,0]
[null,null,null,null,null,null,null,null,null,{"$f":"Klimadaten!O15","v":{"$error":"#N/A"}},0,{"$error":"#N/A"},0,{"$error":"#N/A"},0,0,{"$error":"#N/A"},0,0,0]
[null,null,null,null,null,null,null,null,null,{"$f":"Klimadaten!O16","v":{"$error":"#N/A"}},0,{"$error":"#N/A"},0,{"$error":"#N/A"},0,0,{"$error":"#N/A"},0,0,0]
[null,null,null,null,null,null,null,null,null,{"$f":"Klimadaten!O17","v":{"$error":"#N/A"}},0,{"$error":"#N/A"},0,{"$error":"#N/A"},0,0,{"$error":"#N/A"},0,0,0]
[null,null,null,null,null,null,null,null,null,{"$f":"Klimadaten!O18","v":{"$error":"#N/A"}},0,{"$error":"#N/A"},0,{"$error":"#N/A"},0,0,{"$error":"#N/A"},0,0,0]
[null,null,null,null,null,null,null,null,null,{"$f":"Klimadaten!O19","v":{"$error":"#N/A"}},0,{"$error":"#N/A"},0,{"$error":"#N/A"},0,0,{"$error":"#N/A"},0,0,0]
[null,null,null,null,null,null,null,null,null,{"$f":"Klimadaten!O20","v":{"$error":"#N/A"}},0,{"$error":"#N/A"},0,{"$error":"#N/A"},0,0,{"$error":"#N/A"},0,0,0]
[null,null,null,null,null,null,null,null,null,{"$f":"Klimadaten!O21","v":{"$error":"#N/A"}},0,{"$error":"#N/A"},0,{"$error":"#N/A"},0,0,{"$error":"#N/A"},0,0,0]
[null,null,null,null,null,null,null,null,null,{"$f":"Klimadaten!O22","v":{"$error":"#N/A"}},0,{"$error":"#N/A"},0,{"$error":"#N/A"},0,0,{"$error":"#N/A"},0,0,0]
[null,null,null,null,null,null,null,null,null,{"$f":"Klimadaten!O23","v":{"$error":"#N/A"}},0,{"$error":"#N/A"},0,{"$error":"#N/A"},0,0,{"$error":"#N/A"},0,0,0]
[null,null,null,null,null,null,null,null,null,{"$f":"Klimadaten!O24","v":{"$error":"#N/A"}},0,{"$error":"#N/A"},0,{"$error":"#N/A"},0,0,{"$error":"#N/A"},0,0,0]
[null,null,null,null,null,null,null,null,null,{"$f":"Klimadaten!O25","v":{"$error":"#N/A"}},0,{"$error":"#N/A"},0,{"$error":"#N/A"},0,0,{"$error":"#N/A"},0,0,0]
[null,null,null,null,null,null,null,null,null,{"$f":"Klimadaten!O26","v":{"$error":"#N/A"}},0,{"$error":"#N/A"},0,{"$error":"#N/A"},0,0,{"$error":"#N/A"},0,0,0]
[null,null,null,null,null,null,null,null,null,{"$f":"Klimadaten!O27","v":{"$error":"#N/A"}},0,{"$error":"#N/A"},0,{"$error":"#N/A"},0,0,{"$error":"#N/A"},0,0,0]
[null,null,null,null,null,null,null,null,null,{"$f":"Klimadaten!O28","v":{"$error":"#N/A"}},0,{"$error":"#N/A"},0,{"$error":"#N/A"},0,0,{"$error":"#N/A"},0,0,0]
[null,null,null,null,null,null,null,null,null,{"$f":"Klimadaten!O29","v":{"$error":"#N/A"}},0,{"$error":"#N/A"},0,{"$error":"#N/A"},0,0,{"$error":"#N/A"},0,0,0]
[null,null,null,null,null,null,null,null,null,{"$f":"Klimadaten!O30","v":{"$error":"#N/A"}},0,{"$error":"#N/A"},0,{"$error":"#N/A"},0,0,{"$error":"#N/A"},0,0,0]
[null,null,null,null,null,null,null,null,null,{"$f":"Klimadaten!O31","v":{"$error":"#N/A"}},0,{"$error":"#N/A"},0,{"$error":"#N/A"},0,0,{"$error":"#N/A"},0,0,0]
[null,null,null,null,null,null,null,null,null,{"$f":"Klimadaten!O32","v":{"$error":"#N/A"}},0,{"$error":"#N/A"},0,{"$error":"#N/A"},0,0,{"$error":"#N/A"},0,0,0]
[null,null,null,null,null,null,null,null,null,{"$f":"Klimadaten!O33","v":{"$error":"#N/A"}},0,{"$error":"#N/A"},0,{"$error":"#N/A"},0,0,{"$error":"#N/A"},0,0,0]
[null,null,null,null,null,null,null,null,null,{"$f":"Klimadaten!O34","v":{"$error":"#N/A"}},0,{"$error":"#N/A"},{"$f":"IFERROR(L100/J100,0)","v":0},{"$error":"#N/A"},0,0,{"$error":"#N/A"},0,0,0]
[null,null,null,null,null,null,null,null,null,{"$f":"Klimadaten!O35","v":{"$error":"#N/A"}},0,{"$error":"#N/A"},0,{"$error":"#N/A"},0,0,{"$error":"#N/A"},0,0,0]
[null,null,null,null,null,null,null,null,null,{"$f":"Klimadaten!O36","v":{"$error":"#N/A"}},0,{"$error":"#N/A"},0,{"$error":"#N/A"},0,0,{"$error":"#N/A"},0,0,0]
[null,null,null,null,null,null,null,null,null,{"$f":"Klimadaten!O37","v":{"$error":"#N/A"}},0,{"$error":"#N/A"},0,{"$error":"#N/A"},0,0,{"$error":"#N/A"},0,0,0]
[null,null,null,null,null,null,null,null,null,{"$f":"Klimadaten!O38","v":{"$error":"#N/A"}},0,{"$error":"#N/A"},0,{"$error":"#N/A"},0,0,{"$error":"#N/A"},0,0,0]
[null,null,null,null,null,null,null,null,null,{"$f":"Klimadaten!O39","v":{"$error":"#N/A"}},0,{"$error":"#N/A"},0,{"$error":"#N/A"},0,0,{"$error":"#N/A"},0,0,0]
[null,null,null,null,null,null,null,null,null,{"$f":"Klimadaten!O40","v":{"$error":"#N/A"}},0,{"$error":"#N/A"},0,{"$error":"#N/A"},0,0,{"$error":"#N/A"},0,0,0]
[null,null,null,null,null,null,null,null,null,{"$f":"Klimadaten!O41","v":{"$error":"#N/A"}},0,{"$error":"#N/A"},0,{"$error":"#N/A"},0,0,{"$error":"#N/A"},0,0,0]
[null,null,null,null,null,null,null,null,null,{"$f":"Klimadaten!O42","v":{"$error":"#N/A"}},0,{"$error":"#N/A"},0,{"$error":"#N/A"},0,0,{"$error":"#N/A"},0,0,0]
[null,null,null,null,null,null,null,null,null,{"$f":"Klimadaten!O43","v":{"$error":"#N/A"}},0,{"$error":"#N/A"},0,{"$error":"#N/A"},0,0,{"$error":"#N/A"},0,0,0]
[null,null,null,null,null,null,null,null,null,{"$f":"Klimadaten!O44","v":{"$error":"#N/A"}},0,{"$error":"#N/A"},0,{"$error":"#N/A"},0,0,{"$error":"#N/A"},0,0,0]
[null,null,null,null,null,null,null,null,null,{"$f":"Klimadaten!O45","v":{"$error":"#N/A"}},0,{"$error":"#N/A"},0,{"$error":"#N/A"},0,0,{"$error":"#N/A"},0,0,0]
[null,null,null,null,null,null,null,null,null,{"$f":"Klimadaten!O46","v":{"$error":"#N/A"}},0,{"$error":"#N/A"},0,{"$error":"#N/A"},0,0,{"$error":"#N/A"},0,0,0]
[null,null,null,null,null,null,null,null,null,{"$f":"Klimadaten!O47","v":{"$error":"#N/A"}},0,{"$error":"#N/A"},0,{"$error":"#N/A"},0,0,{"$error":"#N/A"},0,0,0]
[null,null,null,null,null,null,null,null,null,{"$f":"Klimadaten!O48","v":{"$error":"#N/A"}},0,{"$error":"#N/A"},0,{"$error":"#N/A"},0,0,{"$error":"#N/A"},0,0,0]
[null,null,null,null,null,null,null,null,null,{"$f":"Klimadaten!O49","v":{"$error":"#N/A"}},0,{"$error":"#N/A"},0,{"$error":"#N/A"},0,0,{"$error":"#N/A"},0,0,0]
[null,null,null,null,null,null,null,null,null,{"$f":"Klimadaten!O50","v":{"$error":"#N/A"}},0,{"$error":"#N/A"},0,{"$error":"#N/A"},0,0,{"$error":"#N/A"},0,0,0]
[null,null,null,null,null,null,null,null,null,{"$f":"Klimadaten!O51","v":{"$error":"#N/A"}},0,{"$error":"#N/A"},0,{"$error":"#N/A"},0,0,{"$error":"#N/A"},0,0,0]
[null,null,null,null,null,null,null,null,null,{"$f":"Klimadaten!O52","v":{"$error":"#N/A"}},0,{"$error":"#N/A"},0,{"$error":"#N/A"},0,0,{"$error":"#N/A"},0,0,0]
[null,null,null,null,null,null,null,null,null,{"$f":"Klimadaten!O53","v":{"$error":"#N/A"}},0,{"$error":"#N/A"},0,{"$error":"#N/A"},0,0,{"$error":"#N/A"},0,0,0]
[null,null,null,null,null,null,null,null,null,{"$f":"Klimadaten!O54","v":{"$error":"#N/A"}},0,{"$error":"#N/A"},0,{"$error":"#N/A"},0,0,{"$error":"#N/A"},0,0,0]
[null,null,null,null,null,null,null,null,null,{"$f":"Klimadaten!O55","v":{"$error":"#N/A"}},0,{"$error":"#N/A"},0,{"$error":"#N/A"},0,0,{"$error":"#N/A"},0,0,0]
[null,null,null,null,null,null,null,null,null,{"$f":"Klimadaten!O56","v":{"$error":"#N/A"}},0,{"$error":"#N/A"},0,{"$error":"#N/A"},0,0,{"$error":"#N/A"},0,0,0]
[null,null,null,null,null,null,null,null,null,{"$f":"Klimadaten!O57","v":{"$error":"#N/A"}},0,{"$error":"#N/A"},0,{"$error":"#N/A"},0,0,{"$error":"#N/A"},0,0,0]
[null,null,null,null,null,null,null,null,null,{"$f":"Klimadaten!O58","v":{"$error":"#N/A"}},0,{"$error":"#N/A"},0,{"$error":"#N/A"},0,0,{"$error":"#N/A"},0,0,0]
[null,null,null,null,null,null,null,null,null,{"$f":"Klimadaten!O59","v":{"$error":"#N/A"}},0,{"$error":"#N/A"},0,{"$error":"#N/A"},0,0,{"$error":"#N/A"},0,0,0]
[null,null,null,null,null,null,null,null,null,{"$f":"Klimadaten!O60","v":{"$error":"#N/A"}},0,{"$error":"#N/A"},0,{"$error":"#N/A"},0,0,{"$error":"#N/A"},0,0,0]
[null,null,null,null,null,null,null,null,null,{"$f":"Klimadaten!O61","v":{"$error":"#N/A"}},0,{"$error":"#N/A"},0,{"$error":"#N/A"},0,0,{"$error":"#N/A"},0,0,0]
[null,null,null,null,null,null,null,null,null,{"$f":"Klimadaten!O62","v":{"$error":"#N/A"}},0,{"$error":"#N/A"},0,{"$error":"#N/A"},0,0,{"$error":"#N/A"},0,0,0]
[null,null,null,null,null,null,null,null,null,{"$f":"Klimadaten!O63","v":{"$error":"#N/A"}},0,{"$error":"#N/A"},0,{"$error":"#N/A"},0,0,{"$error":"#N/A"},0,0,0]
[null,null,null,null,null,null,null,null,null,{"$f":"Klimadaten!O64","v":{"$error":"#N/A"}},0,{"$error":"#N/A"},0,{"$error":"#N/A"},0,0,{"$error":"#N/A"},0,0,0]
[null,null,null,null,null,null,null,null,null,{"$f":"Klimadaten!O65","v":{"$error":"#N/A"}},0,{"$error":"#N/A"},0,{"$error":"#N/A"},0,0,{"$error":"#N/A"},0,0,0]
[null,null,null,null,null,null,null,null,null,null,null,{"$f":"SUM(L71:L131)","v":{"$error":"#N/A"}},null,null,{"$f":"SUM(O71:O131)/52","v":0},null,{"$f":"SUM(Q71:Q131)","v":{"$error":"#N/A"}},null,null,{"$f":"SUM(T71:T131)/52","v":0}]

{"sheet":"Lüftung","index":18,"n_rows":45,"n_cols":21,"rows_kept":45,"cut":false,"hidden":true,"merged":[[5,1,5,2],[8,1,8,2],[6,1,6,2],[7,1,7,2],[14,1,14,2],[13,1,13,2],[12,1,12,2],[11,1,11,2],[10,1,10,2],[9,1,9,2],[20,13,20,14],[21,13,21,14],[22,13,22,14],[23,13,23,14],[24,13,24,14],[43,7,43,8],[43,9,43,10],[43,11,43,12],[44,7,44,8],[44,9,44,10],[44,11,44,12],[41,7,41,8],[41,9,41,10],[41,11,41,12],[42,7,42,8],[42,9,42,10],[42,11,42,12],[40,11,40,12],[35,11,35,12],[36,11,36,12],[37,11,37,12],[38,11,38,12],[39,11,39,12],[25,13,25,14],[26,13,26,14],[27,13,27,14],[28,13,28,14],[29,13,29,14],[44,15,44,16],[35,15,35,16],[36,15,36,16],[37,15,37,16],[38,15,38,16],[39,15,39,16],[40,15,40,16],[41,15,41,16],[42,15,42,16],[43,15,43,16],[34,15,34,16],[34,7,34,8],[34,9,34,10],[34,11,34,12],[40,7,40,8],[35,9,35,10],[36,9,36,10],[37,9,37,10],[38,9,38,10],[39,9,39,10],[40,9,40,10],[35,7,35,8],[36,7,36,8],[37,7,37,8],[38,7,38,8],[39,7,39,8]]}
[{"$f":"Begriffe!B380","v":"Übersicht Lüftungen"},null,null,null,{"$f":"Begriffe!B381","v":"Status"},{"$f":"IF(T31=0,0,1)","v":0},null,null,null,null,null,null,null,null,null,null,{"$f":"Einführung!K1","v":"V 1.0.0"},null,null,{"$f":"Begriffe!B77","v":"ja"},{"$f":"'Berechnung LU'!$S$21","v":"vorhanden"}]
[{"$f":"Begriffe!B382","v":"Bestehende Einstellungen"},null,null,null,null,null,null,null,null,null,null,null,null,null,null,null,null,null,null,{"$f":"Begriffe!B76","v":"nein"},{"$f":"'Berechnung LU'!$S$22","v":"nicht vorhanden"}]
[{"$f":"Begriffe!B383","v":"Nr."},{"$f":"Begriffe!B384","v":"Bezeichnung"},null,{"$f":"Begriffe!B386","v":"Detaillierte"},{"$f":"Begriffe!B388","v":"Zuluft"},{"$f":"Begriffe!B390","v":"Abluft"},{"$f":"Begriffe!B392","v":"Motorenleistung"},{"$f":"Begriffe!B394","v":"Betriebszeiten"},null,null,null,null,null,{"$f":"Begriffe!B404","v":"Raumnutzung"},{"$f":"Begriffe!B405","v":"Wärme- "},{"$f":"Begriffe!B409","v":"Kälte-"},{"$f":"Begriffe!B411","v":"Heiz-"}]
[null,{"$f":"Begriffe!B385","v":"Anlage"},null,{"$f":"Begriffe!B387","v":"Eingabe"},{"$f":"Begriffe!B389","v":"Volumenstrom"},{"$f":"Begriffe!B391","v":"Volumenstrom"},{"$f":"Begriffe!B393","v":"Zuluft + Abluft"},{"$f":"Begriffe!B395","v":"Mo.-Fr. "},null,{"$f":"Begriffe!B398","v":"Samstag"},null,{"$f":"Begriffe!B401","v":"Sonntag"},null,null,{"$f":"Begriffe!B406","v":"rückgewinnung"},{"$f":"Begriffe!B410","v":"register"},{"$f":"Begriffe!B412","v":"register"}]
[null,"-",null,"-","m³/h","m³/h","kW",{"$f":"Begriffe!B396","v":"von "},{"$f":"Begriffe!B397","v":"bis"},{"$f":"Begriffe!B399","v":"von"},{"$f":"Begriffe!B400","v":"bis"},{"$f":"Begriffe!B402","v":"von"},{"$f":"Begriffe!B403","v":"bis"},"-","-","-","-",{"$f":"Startblatt!J22","v":0}]
["L01",null,null,"nein",null,null,null,null,null,null,null,null,null,null,null,null,null,{"$f":"IF($T$2=D6,IF(OR(F6=\"\",B6=\"\",G6=\"\",H6=\"\",I6=\"\",J6=\"\",K6=\"\",L6=\"\",M6=\"\",O6=\"\",P6=\"\",Q6=\"\",E6=\"\"),1,0),0)","v":1},1,{"$f":"IF(S6<=$R$5,R6,0)","v":0}]
["L02",null,null,"nein",null,null,null,null,null,null,null,null,null,null,null,null,null,{"$f":"IF($T$2=D7,IF(OR(F7=\"\",B7=\"\",G7=\"\",H7=\"\",I7=\"\",J7=\"\",K7=\"\",L7=\"\",M7=\"\",O7=\"\",P7=\"\",Q7=\"\",E7=\"\"),1,0),0)","v":1},2,{"$f":"IF(S7<=$R$5,R7,0)","v":0}]
["L03",null,null,"nein",null,null,null,null,null,null,null,null,null,null,null,null,null,1,3,0]
["L04",null,null,"nein",null,null,null,null,null,null,null,null,null,null,null,null,null,1,4,0]
["L05",null,null,"nein",null,null,null,null,null,null,null,null,null,null,null,null,null,1,5,0]
["L06",null,null,"nein",null,null,null,null,null,null,null,null,null,null,null,null,null,1,6,0]
["L07",null,null,"nein",null,null,null,null,null,null,null,null,null,null,null,null,null,1,7,0]
["L08",null,null,"nein",null,null,null,null,null,null,null,null,null,null,null,null,null,1,8,0]
["L09",null,null,"nein",null,null,null,null,null,null,null,null,null,null,null,null,null,1,9,0]
["L10",null,null,"nein",null,null,null,null,null,null,null,null,null,null,null,null,null,1,10,0]
[]
[{"$f":"Begriffe!B426","v":"Optimierter Energieverbrauch"}]
[{"$f":"A3","v":"Nr."},{"$f":"B3","v":"Bezeichnung"},null,null,{"$f":"E3","v":"Zuluft"},"Abluft","Motorenleistung",{"$f":"H3","v":"Betriebszeiten"},null,null,null,null,null,{"$f":"Begriffe!B413","v":"Hinweise"},null,{"$f":"Begriffe!B414","v":"Datum "},{"$f":"Begriffe!B415","v":"Kürzel"}]
[null,{"$f":"B4","v":"Anlage"},null,null,"Volumenstrom","Volumenstrom","Zuluft + Abluft","Mo.-Fr. ",null,{"$f":"J4","v":"Samstag"},null,{"$f":"L4","v":"Sonntag"},null,null,null,null,{"$f":"Begriffe!B416","v":"Person"}]
[null,"-",null,null,"m³/h","m³/h","kW","von ","bis","von","bis","von","bis","-",null,"-","-"]
["L01",{"$f":"IF(B6=\"\",\"\",B6)","v":""},null,null,null,null,null,null,null,null,null,null,null,null,null,null,null,{"$f":"IF($T$2=D6,IF(OR(F21=\"\",,G21=\"\",H21=\"\",I21=\"\",J21=\"\",K21=\"\",L21=\"\",M21=\"\",,E21=\"\"),1,0),0)","v":1},1,{"$f":"IF(S21<=$R$5,R21,0)","v":0}]
["L02",{"$f":"IF(B7=\"\",\"\",B7)","v":""},null,null,null,null,null,null,null,null,null,null,null,null,null,null,null,{"$f":"IF($T$2=D7,IF(OR(F22=\"\",,G22=\"\",H22=\"\",I22=\"\",J22=\"\",K22=\"\",L22=\"\",M22=\"\",,E22=\"\"),1,0),0)","v":1},2,0]
["L03","",null,null,null,null,null,null,null,null,null,null,null,null,null,null,null,1,3,0]
["L04","",null,null,null,null,null,null,null,null,null,null,null,null,null,null,null,1,4,0]
["L05","",null,null,null,null,null,null,null,null,null,null,null,null,null,null,null,1,5,0]
["L06","",null,null,null,null,null,null,null,null,null,null,null,null,null,null,null,1,6,0]
["L07","",null,null,null,null,null,null,null,null,null,null,null,null,null,null,null,1,7,0]
["L08","",null,null,null,null,null,null,null,null,null,null,null,null,null,null,null,1,8,0]
["L09","",null,null,null,null,null,null,null,null,null,null,null,null,null,null,null,1,9,0]
["L10","",null,null,null,null,null,null,null,null,null,null,null,null,null,null,null,1,10,0]
[null,null,null,null,null,null,null,null,null,null,null,null,null,null,null,null,null,null,null,{"$f":"SUM(T6:T30)","v":0}]
[{"$f":"Begriffe!B417","v":"Energiekosten / -verbrauch und Einsparung pro Jahr"}]
[{"$f":"Begriffe!B418","v":"Nr."},{"$f":"Begriffe!B419","v":"Bezeichnung"},{"$f":"Begriffe!B421","v":"Bestehender Energieverbrauch "},null,null,null,{"$f":"Begriffe!B426","v":"Optimierter Energieverbrauch"},null,null,null,null,null,null,{"$f":"Begriffe!B431","v":"Einsparung"}]
[null,{"$f":"Begriffe!B420","v":"Anlage"},{"$f":"Begriffe!B422","v":"Kälte"},{"$f":"Begriffe!B423","v":"Wärme"},{"$f":"Begriffe!B424","v":"Elektrizität"},{"$f":"Begriffe!B425","v":"Kosten"},{"$f":"Begriffe!B427","v":"Kälte"},{"$f":"Begriffe!B428","v":"Wärme"},null,{"$f":"Begriffe!B429","v":"Elektrizität"},null,{"$f":"Begriffe!B430","v":"Kosten"},null,{"$f":"Begriffe!B432","v":"Hilfs.+Endenergie"},{"$f":"Begriffe!B433","v":"Kosten"},{"$f":"Begriffe!B434","v":"Prozentual"}]
[null,null,"kWh","kWh","kWh","CHF","kWh","kWh",null,"kWh",null,"CHF",null,"kWh","CHF","%"]
["L01",{"$f":"IF(B6=\"\",\"\",B6)","v":""},{"$f":"IFERROR('L01'!$P$30,\"\")","v":0},{"$f":"IFERROR('L01'!$P$31+'L01'!$P$32,\"\")","v":0},{"$f":"IFERROR('L01'!$P$33,\"\")","v":0},{"$f":"IFERROR(ROUND('L01'!$O$57,-1),\"\")","v":0},{"$f":"IFERROR('L01'!$Q$30,\"\")","v":0},{"$f":"IFERROR('L01'!$Q$32+'L01'!$Q$31,\"\")","v":0},null,{"$f":"IFERROR('L01'!$Q$33,\"\")","v":0},null,{"$f":"IFERROR(ROUND('L01'!$Q$57,-1),\"\")","v":0},null,{"$f":"IFERROR(C36-G36+D36-H36+E36-J36,\"\")","v":0},{"$f":"IFERROR('L01'!$S$34,\"\")","v":0},{"$f":"IFERROR('L01'!$T$34,\"\")","v":0}]
["L02",{"$f":"IF(B7=\"\",\"\",B7)","v":""},{"$f":"IFERROR('L02'!$P$30,\"\")","v":0},{"$f":"IFERROR('L02'!$P$31+'L02'!$P$32,\"\")","v":0},{"$f":"IFERROR('L02'!$P$33,\"\")","v":0},{"$f":"IFERROR(ROUND('L02'!$O$57,-1),\"\")","v":0},{"$f":"IFERROR('L02'!$Q$30,\"\")","v":0},{"$f":"IFERROR('L02'!$Q$32+'L02'!$Q$31,\"\")","v":0},null,{"$f":"IFERROR('L02'!$Q$33,\"\")","v":0},null,{"$f":"IFERROR(ROUND('L02'!$Q$57,-1),\"\")","v":0},null,{"$f":"IFERROR(C37-G37+D37-H37+E37-J37,\"\")","v":0},{"$f":"IFERROR('L02'!$S$34,\"\")","v":0},{"$f":"IFERROR('L02'!$T$34,\"\")","v":0}]
["L03",{"$f":"IF(B8=\"\",\"\",B8)","v":""},{"$f":"IFERROR('L03'!$P$30,\"\")","v":0},{"$f":"IFERROR('L03'!$P$31+'L03'!$P$32,\"\")","v":0},{"$f":"IFERROR('L03'!$P$33,\"\")","v":0},{"$f":"IFERROR(ROUND('L03'!$O$57,-1),\"\")","v":0},{"$f":"IFERROR('L03'!$Q$30,\"\")","v":0},{"$f":"IFERROR('L03'!$Q$32+'L03'!$Q$31,\"\")","v":0},null,{"$f":"IFERROR('L03'!$Q$33,\"\")","v":0},null,{"$f":"IFERROR(ROUND('L03'!$Q$57,-1),\"\")","v":0},null,0,{"$f":"IFERROR('L03'!$S$34,\"\")","v":0},{"$f":"IFERROR('L03'!$T$34,\"\")","v":0}]
["L04","",{"$f":"IFERROR('L04'!$P$30,\"\")","v":0},{"$f":"IFERROR('L04'!$P$31+'L04'!$P$32,\"\")","v":0},{"$f":"IFERROR('L04'!$P$33,\"\")","v":0},{"$f":"IFERROR(ROUND('L04'!$O$57,-1),\"\")","v":0},{"$f":"IFERROR('L04'!$Q$30,\"\")","v":0},{"$f":"IFERROR('L04'!$Q$32+'L04'!$Q$31,\"\")","v":0},null,{"$f":"IFERROR('L04'!$Q$33,\"\")","v":0},null,{"$f":"IFERROR(ROUND('L04'!$Q$57,-1),\"\")","v":0},null,0,{"$f":"IFERROR('L04'!$S$34,\"\")","v":0},{"$f":"IFERROR('L04'!$T$34,\"\")","v":0}]
["L05","",{"$f":"IFERROR('L05'!$P$30,\"\")","v":0},{"$f":"IFERROR('L05'!$P$31+'L05'!$P$32,\"\")","v":0},{"$f":"IFERROR('L05'!$P$33,\"\")","v":0},{"$f":"IFERROR(ROUND('L05'!$O$57,-1),\"\")","v":0},{"$f":"IFERROR('L05'!$Q$30,\"\")","v":0},{"$f":"IFERROR('L05'!$Q$32+'L05'!$Q$31,\"\")","v":0},null,{"$f":"IFERROR('L05'!$Q$33,\"\")","v":0},null,{"$f":"IFERROR(ROUND('L05'!$Q$57,-1),\"\")","v":0},null,0,{"$f":"IFERROR('L05'!$S$34,\"\")","v":0},{"$f":"IFERROR('L05'!$T$34,\"\")","v":0}]
["L06","",{"$f":"IFERROR('L06'!$P$30,\"\")","v":0},{"$f":"IFERROR('L06'!$P$31+'L06'!$P$32,\"\")","v":0},{"$f":"IFERROR('L06'!$P$33,\"\")","v":0},{"$f":"IFERROR(ROUND('L06'!$O$57,-1),\"\")","v":0},{"$f":"IFERROR('L06'!$Q$30,\"\")","v":0},{"$f":"IFERROR('L06'!$Q$32+'L06'!$Q$31,\"\")","v":0},null,{"$f":"IFERROR('L06'!$Q$33,\"\")","v":0},null,{"$f":"IFERROR(ROUND('L06'!$Q$57,-1),\"\")","v":0},null,0,{"$f":"IFERROR('L06'!$S$34,\"\")","v":0},{"$f":"IFERROR('L06'!$T$34,\"\")","v":0}]
["L07","",{"$f":"IFERROR('L07'!$P$30,\"\")","v":0},{"$f":"IFERROR('L07'!$P$31+'L07'!$P$32,\"\")","v":0},{"$f":"IFERROR('L07'!$P$33,\"\")","v":0},{"$f":"IFERROR(ROUND('L07'!$O$57,-1),\"\")","v":0},{"$f":"IFERROR('L07'!$Q$30,\"\")","v":0},{"$f":"IFERROR('L07'!$Q$32+'L07'!$Q$31,\"\")","v":0},null,{"$f":"IFERROR('L07'!$Q$33,\"\")","v":0},null,{"$f":"IFERROR(ROUND('L07'!$Q$57,-1),\"\")","v":0},null,0,{"$f":"IFERROR('L07'!$S$34,\"\")","v":0},{"$f":"IFERROR('L07'!$T$34,\"\")","v":0}]
["L08","",{"$f":"IFERROR('L08'!$P$30,\"\")","v":0},{"$f":"IFERROR('L08'!$P$31+'L08'!$P$32,\"\")","v":0},{"$f":"IFERROR('L08'!$P$33,\"\")","v":0},{"$f":"IFERROR(ROUND('L08'!$O$57,-1),\"\")","v":0},{"$f":"IFERROR('L08'!$Q$30,\"\")","v":0},{"$f":"IFERROR('L08'!$Q$32+'L08'!$Q$31,\"\")","v":0},null,{"$f":"IFERROR('L08'!$Q$33,\"\")","v":0},null,{"$f":"IFERROR(ROUND('L08'!$Q$57,-1),\"\")","v":0},null,0,{"$f":"IFERROR('L08'!$S$34,\"\")","v":0},{"$f":"IFERROR('L08'!$T$34,\"\")","v":0}]
["L09","",{"$f":"IFERROR('L09'!$P$30,\"\")","v":0},{"$f":"IFERROR('L09'!$P$31+'L09'!$P$32,\"\")","v":0},{"$f":"IFERROR('L09'!$P$33,\"\")","v":0},{"$f":"IFERROR(ROUND('L09'!$O$57,-1),\"\")","v":0},{"$f":"IFERROR('L09'!$Q$30,\"\")","v":0},{"$f":"IFERROR('L09'!$Q$32+'L09'!$Q$31,\"\")","v":0},null,{"$f":"IFERROR('L09'!$Q$33,\"\")","v":0},null,{"$f":"IFERROR(ROUND('L09'!$Q$57,-1),\"\")","v":0},null,0,{"$f":"IFERROR('L09'!$S$34,\"\")","v":0},{"$f":"IFERROR('L09'!$T$34,\"\")","v":0}]
["L10",{"$f":"IF(B15=\"\",\"\",B15)","v":""},{"$f":"IFERROR('L10'!$P$30,\"\")","v":0},{"$f":"IFERROR('L10'!$P$31+'L10'!$P$32,\"\")","v":0},{"$f":"IFERROR('L10'!$P$33,\"\")","v":0},{"$f":"IFERROR(ROUND('L10'!$O$57,-1),\"\")","v":0},{"$f":"IFERROR('L10'!$Q$30,\"\")","v":0},{"$f":"IFERROR('L10'!$Q$32+'L10'!$Q$31,\"\")","v":0},null,{"$f":"IFERROR('L10'!$Q$33,\"\")","v":0},null,{"$f":"IFERROR(ROUND('L10'!$Q$57,-1),\"\")","v":0},null,0,{"$f":"IFERROR('L10'!$S$34,\"\")","v":0},{"$f":"IFERROR('L10'!$T$34,\"\")","v":0}]

{"sheet":"L01","index":19,"n_rows":135,"n_cols":24,"rows_kept":135,"cut":false,"hidden":true,"merged":[[6,9,6,10],[0,19,0,20],[3,11,7,21],[85,21,85,22],[87,21,87,22],[78,21,78,26],[79,23,79,24],[79,25,79,26],[79,21,79,22],[3,0,3,1],[5,3,5,4],[5,9,5,10],[4,9,4,10],[0,8,0,9]]}
[{"$f":"Begriffe!B435&\" \"&Lüftung!B21&\" \"&Begriffe!B436","v":"Lüftungsanlage  Detail"},null,null,null,{"$f":"Begriffe!B437","v":"Status"},{"$f":"IF(OR(E7=\"\",E8=\"\",K4=\"\",J5=\"\",J6=\"\",D13=\"\",E13=\"\",D14=\"\",E14=\"\",D15=\"\",E15=\"\",J13=\"\",K13=\"\",J14=\"\",K14=\"\",J15=\"\",E34=\"\",E35=\"\",E36=\"\",E37=\"\",E38=\"\",K34=\"\",K35=\"\",K36=\"\",K37=\"\",K38=\"\",C42=\"\",C43=\"\",C44=\"\",C45=\"\",D42=\"\",D43=\"\",D44=\"\",D45=\"\",E42=\"\",E43=\"\",E44=\"\",E45=\"\",I42=\"\",I43=\"\",I44=\"\",I45=\"\",J42=\"\",J43=\"\",J44=\"\",J45=\"\",K42=\"\",K43=\"\",K44=\"\",K45=\"\",B21=\"\",C21=\"\",H21=\"\",I21=\"\",A4=\"\"),1,0)","v":1},null,{"$f":"Begriffe!B438","v":"Verantwortlicher"},null,null,{"$f":"Einführung!K1","v":"V 1.0.0"},{"$f":"A1","v":"Lüftungsanlage  Detail"},null,null,null,null,null,null,{"$f":"H1","v":"Verantwortlicher"},{"$f":"I1","v":0},null,{"$f":"Einführung!K1","v":"V 1.0.0"}]
[]
[{"$f":"Begriffe!B439","v":"Technische Daten"},null,null,null,null,null,null,null,null,null,null,{"$f":"Begriffe!B498","v":"Hinweise"}]
[null,null,{"$f":"Begriffe!B444","v":"Thermisch"},{"$f":"IFERROR(VLOOKUP(A4,U49:X52,3,FALSE),0)","v":0},null,null,{"$f":"Begriffe!B454","v":"Entfeuchtung"}]
[null,null,{"$f":"Begriffe!B445","v":"Feuchte"},{"$f":"IFERROR(VLOOKUP(A4,U49:X52,4,FALSE),0)","v":0},null,null,{"$f":"Begriffe!B455","v":"Befeuchtung"}]
[{"$f":"Begriffe!B446","v":"Vereisungsschutz "},null,null,null,null,null,{"$f":"Begriffe!B459","v":"Reglungsart des Volumenstroms"}]
[{"$f":"Begriffe!B452","v":"Kälteregister"},null,null,null,null,null,{"$f":"Begriffe!B469","v":"Raumnutzung"}]
[{"$f":"Begriffe!B453","v":"Heizregister"}]
[]
[{"$f":"Begriffe!B470","v":"Bestehend"},null,null,null,null,null,{"$f":"Begriffe!B471","v":"Optimiert"},null,null,null,null,{"$f":"Begriffe!B499","v":"Energieverbrauch und Energiekosten"}]
[]
[{"$f":"Begriffe!B472","v":"Motordaten"},null,null,{"$f":"Begriffe!B474","v":"Zuluft"},{"$f":"Begriffe!B475","v":"Abluft"},null,{"$f":"A12","v":"Motordaten"},null,null,{"$f":"D12","v":"Zuluft"},{"$f":"E12","v":"Abluft"},null,null,{"$f":"Begriffe!B500","v":"Kosten Nutzenergie"}]
[null,{"$f":"Begriffe!B473","v":"Motorenleistung (100%)"},null,null,null,null,null,{"$f":"B13","v":"Motorenleistung (100%)"}]
[null,{"$f":"Begriffe!B476","v":"Effizienzklasse"},null,null,null,null,null,{"$f":"B14","v":"Effizienzklasse"}]
[{"$f":"Begriffe!B477","v":"Volumenstrom"},{"$f":"Begriffe!B478","v":"Stufe 1"},null,null,null,null,{"$f":"A15","v":"Volumenstrom"},{"$f":"B15","v":"Stufe 1"}]
[null,{"$f":"Begriffe!B479","v":"Stufe 2"},null,null,null,null,null,{"$f":"B16","v":"Stufe 2"}]
[null,{"$f":"Begriffe!B480","v":"Stufe 3 (100%)"},null,null,null,null,null,{"$f":"B17","v":"Stufe 3 (100%)"},null,null,null,null,null,null,{"$f":"N30","v":"Luftkühlung"},{"$f":"O51","v":0},{"$f":"Q51","v":0}]
[null,null,null,null,null,null,null,null,null,null,null,null,null,null,{"$f":"N31","v":"Lufterwärmung"},0,0]
[{"$f":"Begriffe!B481","v":"Betriebszeiten"},null,null,null,null,null,{"$f":"A19","v":"Betriebszeiten"},null,null,null,null,null,null,null,{"$f":"N32","v":"Erwärmung Bef."},0,0]
[{"$f":"B15","v":"Stufe 1"},{"$f":"Begriffe!B485","v":"von"},{"$f":"Begriffe!B486","v":"bis"},{"$f":"Begriffe!B485","v":"von"},{"$f":"Begriffe!B486","v":"bis"},null,{"$f":"H15","v":"Stufe 1"},{"$f":"B20","v":"von"},{"$f":"C20","v":"bis"},"von","bis",null,null,null,{"$f":"Begriffe!B505","v":"Kühlung Entf."},0,0]
[{"$f":"Begriffe!B482","v":"Mo.-Fr. "},null,null,null,null,null,{"$f":"A21","v":"Mo.-Fr. "},null,null,null,null,null,null,null,{"$f":"Begriffe!B506","v":"Erwärmung Entf."},0,0]
[{"$f":"Begriffe!B483","v":"Samstag"},null,null,null,null,null,{"$f":"A22","v":"Samstag"},null,null,null,null,null,null,null,{"$f":"Begriffe!B507","v":"Luftumwälzung"},0,0]
[{"$f":"Begriffe!B484","v":"Sonntag"},null,null,null,null,null,{"$f":"A23","v":"Sonntag"},null,null,null,null,null,null,null,{"$f":"Begriffe!B508","v":"Wasser Bef."},{"$f":"O59","v":0},{"$f":"Q59","v":0}]
[{"$f":"B16","v":"Stufe 2"},{"$f":"B20","v":"von"},{"$f":"C20","v":"bis"},"von","bis",null,{"$f":"H16","v":"Stufe 2"},{"$f":"B24","v":"von"},{"$f":"C24","v":"bis"},{"$f":"D24","v":"von"},{"$f":"E24","v":"bis"}]
[{"$f":"A21","v":"Mo.-Fr. "},null,null,null,null,null,{"$f":"A25","v":"Mo.-Fr. "}]
[{"$f":"A22","v":"Samstag"},null,null,null,null,null,{"$f":"A26","v":"Samstag"}]
["Sonntag",null,null,null,null,null,{"$f":"A27","v":"Sonntag"}]
[{"$f":"B17","v":"Stufe 3 (100%)"},{"$f":"B24","v":"von"},{"$f":"C24","v":"bis"},"von","bis",null,{"$f":"H17","v":"Stufe 3 (100%)"},{"$f":"B28","v":"von"},{"$f":"C28","v":"bis"},{"$f":"D28","v":"von"},{"$f":"E28","v":"bis"}]
[{"$f":"A25","v":"Mo.-Fr. "},null,null,null,null,null,{"$f":"A29","v":"Mo.-Fr. "},null,null,null,null,null,null,{"$f":"Begriffe!B501","v":"Nutzenergieart"},null,{"$f":"Begriffe!B511","v":"Bestehend"},{"$f":"Begriffe!B512","v":"Optimiert"},{"$f":"Begriffe!B513","v":"Einsparung "}]
[{"$f":"A26","v":"Samstag"},null,null,null,null,null,{"$f":"A30","v":"Samstag"},null,null,null,null,null,null,{"$f":"Begriffe!B502","v":"Luftkühlung"},null,{"$f":"N51+N54","v":0},{"$f":"P51+P54","v":0},{"$f":"P30-Q30","v":0},{"$f":"ROUND(O51,-1)+ROUND(O54,-1)-ROUND(Q51,-1)-ROUND(Q54,-1)","v":0},{"$f":"IFERROR(R30/P30,0)","v":0}]
[{"$f":"A27","v":"Sonntag"},null,null,null,null,null,{"$f":"A31","v":"Sonntag"},null,null,null,null,null,null,{"$f":"Begriffe!B503","v":"Lufterwärmung"},null,{"$f":"N52+N55","v":0},{"$f":"P52+P55","v":0},{"$f":"P31-Q31","v":0},{"$f":"ROUND(O52,-1)+ROUND(O55,-1)-ROUND(Q52,-1)-ROUND(Q55,-1)","v":0},{"$f":"IFERROR(R31/P31,0)","v":0}]
[null,null,null,null,null,null,null,null,null,null,null,null,null,{"$f":"Begriffe!B504","v":"Erwärmung Bef."},null,{"$f":"N53","v":0},{"$f":"P53","v":0},{"$f":"P32-Q32","v":0},{"$f":"ROUND(O53,-1)-ROUND(Q53,-1)","v":0},{"$f":"IFERROR(R32/P32,0)","v":0}]
[{"$f":"Begriffe!B487","v":"Parameter"},null,null,null,null,null,{"$f":"A33","v":"Parameter"},null,null,null,null,null,null,{"$f":"Begriffe!B509","v":"Elektrische Energie"},null,{"$f":"N56","v":0},{"$f":"P56","v":0},{"$f":"P33-Q33","v":0},{"$f":"ROUND(O56,-1)-ROUND(Q56,-1)","v":0},{"$f":"IFERROR(R33/P33,0)","v":0}]
[null,null,{"$f":"Begriffe!B488","v":"Min. Umluft"},null,null,null,null,null,{"$f":"C34","v":"Min. Umluft"},null,null,null,null,{"$f":"Begriffe!B510","v":"Total"},null,{"$f":"SUM(P30:P33)","v":0},{"$f":"SUM(Q30:Q33)","v":0},{"$f":"SUM(R30:R33)","v":0},{"$f":"SUM(S30:S33)","v":0},{"$f":"IFERROR(R34/P34,0)","v":0}]
[null,null,{"$f":"Begriffe!B489","v":"Max. Umluft"},null,null,null,null,null,{"$f":"C35","v":"Max. Umluft"}]
[null,null,{"$f":"Begriffe!B490","v":"Min. Raumfeuchte"},null,null,null,null,null,"Min. Raumfeuchte"]
[null,null,{"$f":"Begriffe!B491","v":"Max. Raumfeuchte "},null,null,null,null,null,"Max. Raumfeuchte "]
[null,null,{"$f":"Begriffe!B492","v":"Nachtauskühlung "},null,null,null,null,null,"Nachtauskühlung "]
[null,null,{"$f":"Begriffe!B493","v":"Grenztemp. Vereisungsschutz"},null,null,null,null,null,"Grenztemp. Vereisungsschutz"]
[]
[{"$f":"Begriffe!B494","v":"Temperaturkurve"},null,{"$f":"Begriffe!B495","v":"Aussentemp."},{"$f":"Begriffe!B496","v":"Zulufttemp."},{"$f":"Begriffe!B497","v":"Raumtemp."},null,{"$f":"A41","v":"Temperaturkurve"},null,{"$f":"C41","v":"Aussentemp."},{"$f":"D41","v":"Zulufttemp."},{"$f":"E41","v":"Raumtemp."}]
[]
[]
[]
[]
[]
["Eingabe",null,null,null,null,null,null,null,null,null,null,"Ergebnisse"]
["IST - Zustand",null,null,null,"IST-Zustand","SOLL - Zustand",{"$f":"MID(CELL(\"dateiname\",B1),FIND(\"]\",CELL(\"dateiname\",B1))+1,255)","v":"L01"},null,null,null,null,"Energieverbrauch ",null,"IST",null,"SOLL",null,null,"Heizgruppen","Kältegruppen",null,null,"Thermisch","Feuchte"]
[null,"Luftwechsel","Klimatsierte Fläche",null,2,{"$f":"E49","v":2},{"$f":"VLOOKUP(G48,Lüftung!A6:D15,4,FALSE)","v":"nein"},null,null,null,null,null,null,"Nutzenergie","Kosten","Nutzenergie","Kosten",null,{"$f":"G52","v":"nein"},{"$f":"G52","v":"nein"},{"$f":"Begriffe!B440","v":"keine"},null,0,0]
[null,null,"Durchschnittliche Raumhöhe",null,3,{"$f":"E50","v":3},{"$f":"G53","v":"ja"},null,null,null,null,null,null,"[kWh]","[CHF/a]","[kWh]","[CHF/a]",null,"H01","K01",{"$f":"Begriffe!B441","v":"Kreuzstromwärmeübertrager"},null,0.65,0]
[null,"Art der Lufteinbringung",null,null,"Mischluft","Mischluft",null,null,null,null,null,"Luftkühlung",null,0,0,0,0,null,"H02","K02",{"$f":"Begriffe!B442","v":"Kreisverbundsystem"},null,0.6,0]
[null,"Luftfilterklasse","Vorfilter",null,"0 keinen","0 keinen",{"$f":"Begriffe!B76","v":"nein"},null,null,null,null,"Lufterwärmung",null,0,0,0,0,null,"H03","K03",{"$f":"Begriffe!B443","v":"Rotationswärmeübertrager"},null,0.75,0.6]
[null,null,"Nachfilter",null,"0 keinen","0 keinen",{"$f":"Begriffe!B77","v":"ja"},null,null,null,null,"Erwärmung Bef.",null,0,0,0,0,null,"H04","K04"]
["ZUL-Ventilator","Leistung des ZUL-Ventilators auf Stufe 1",null,null,{"$f":"D13","v":0},{"$f":"J13","v":0},null,null,null,null,null,"Entfeuchtung","Kühlung Entf.",0,0,0,0,null,"H05","K05",{"$f":"'Berechnung LU'!M11","v":"IE3 (< 2016)"}]
[null,"Motor: Energieeffizienzklasse / SFP-Wert ",null,null,{"$f":"IF(D14=\"\",U54,D14)","v":"IE3 (< 2016)"},{"$f":"IF(J14=\"\",U54,J14)","v":"IE3 (< 2016)"},null,null,null,null,null,null,"Erwärmung Entf.",0,0,0,0,null,"H06","K06"]
[null,"Stufe 1: Volumenstrom /Ventilatorleistung",null,null,{"$f":"D15","v":0},{"$f":"J15","v":0},null,null,null,null,null,"Luftumwälzung","Ventilator",0,0,0,0,null,"H07","K07",{"$f":"'Berechnung LU'!S14","v":"keine"}]
[null,"Stufe 2: Volumenstrom /Ventilatorleistung",null,null,{"$f":"D16","v":0},{"$f":"J16","v":0},null,null,null,null,null,"Total Energie",null,0,0,0,0,null,"H08","K08"]
[null,"Stufe 3: Volumenstrom /Ventilatorleistung",null,null,{"$f":"D17","v":0},{"$f":"J17","v":0},null,null,null,null,null,null,null,"Liter/a","[CHF/a]","Liter/a","[CHF/a]",null,"H09","K09"]
["ABL-Ventilator","Leistung des ABL-Ventilators auf Stufe 1",null,null,{"$f":"E13","v":0},{"$f":"K13","v":0},null,null,null,null,null,"Wasser Bef.",null,0,0,0,0,null,"H10","K10"]
[null,"Motor: Energieeffizienzklasse / SFP-Wert ",null,null,{"$f":"IF(E14=\"\",U54,E14)","v":"IE3 (< 2016)"},{"$f":"IF(K14=\"\",U54,K14)","v":"IE3 (< 2016)"},null,null,null,null,null,"Entfeuchtung",null,0,0,0,0]
[null,"Stufe 1: Volumenstrom /Ventilatorleistung",null,null,{"$f":"E15","v":0},{"$f":"K15","v":0},null,null,null,null,null,"Daten für HG","Leistung kW",null,"Daten für KG"]
[null,"Stufe 2: Volumenstrom /Ventilatorleistung",null,null,{"$f":"E16","v":0},{"$f":"K16","v":0},null,null,null,null,null,"Tab","Bestehend","Optimiert","Bestehend","Optimiert",null,null,"spez. Energiepreise","Bestehend","Optimiert"]
[null,"Stufe 3: Volumenstrom /Ventilatorleistung",null,null,{"$f":"E17","v":0},{"$f":"K17","v":0},null,null,null,null,null,"°C","kW","kW","kW","kW",null,null,{"$f":"Grundlagendaten!L65","v":"Elektrizität"},{"$f":"VLOOKUP(S63,Startblatt!$B$21:$E$26,4,FALSE)","v":{"$error":"#N/A"}},{"$f":"VLOOKUP(S63,Startblatt!$B$21:$E$26,4,FALSE)","v":{"$error":"#N/A"}},"Rp. / kWh"]
["Saisonaler Volumenstrom","Sommerbetrieb ab einer Aussentemperatur von",null,null,0,{"$f":"E64","v":0},null,null,null,null,null,-25,0,0,0,0,null,null,"Wärme",{"$f":"'Berechnung WE'!$C$849*100","v":{"$error":"#DIV/0!"}},{"$f":"'Berechnung WE'!$D$849*100","v":{"$error":"#DIV/0!"}},"Rp. / kWh"]
[null,"Volumenstromerhöhung (dV)",null,null,0,0,null,null,null,null,null,-24,0,0,0,0,null,null,"Kälte",{"$f":"KE!$Z$62","v":{"$error":"#N/A"}},{"$f":"KE!$AA$62","v":{"$error":"#N/A"}},"Rp. / kWh"]
["WRG/KRG","Wärmerückgewinnung","Thermisch",null,{"$f":"IF(E4=\"\",D4,E4)","v":0},{"$f":"E66","v":0},null,null,null,null,null,-23,0,0,0,0,null,null,{"$f":"Grundlagendaten!L67","v":"Wasser"},{"$f":"VLOOKUP(S66,Startblatt!$B$21:$E$26,4,FALSE)*100","v":185},{"$f":"VLOOKUP(S66,Startblatt!$B$21:$E$26,4,FALSE)*100","v":185},"Rp. / m3"]
[null,"Feuchterückgewinnung","Feuchte",null,{"$f":"IF(E5=\"\",D5,E5)","v":0},{"$f":"E67","v":0},null,null,null,null,null,-22,0,0,0,0]
[null,"Bypass für Regulierung KRG/WRG",null,null,"ja","ja",null,null,null,null,null,-21,0,0,0,0]
[null,"Kälterückgewinnung",null,null,"ja","ja",null,null,null,null,null,-20,0,0,0,0]
[null,"Vereisungsschutz ",null,null,{"$f":"D6","v":0},{"$f":"E70","v":0},null,null,null,null,null,-19,0,0,0,0]
[null,"Grenztemp. Vereisungsschutz.",null,null,{"$f":"E39","v":0},{"$f":"K39","v":0},null,null,null,null,null,-18,0,0,0,0]
["Umluft","Frischluftanteil (für Umluftregulierung, f(Zulufttemperatur))","Minimal",null,{"$f":"IF($G$49=$G$50,1-E35,1)","v":1},{"$f":"IF($G$49=$G$50,1-K35,1)","v":1},null,null,null,null,null,-17,0,0,0,0]
[null,null,"Maximal ",null,{"$f":"IF($G$49=$G$50,1-E34,1)","v":1},{"$f":"IF($G$49=$G$50,1-K34,1)","v":1},null,null,null,null,null,-16,0,0,0,0]
[null,"Umluftregulierung anhand von","Temperatur",null,"Temperatur",{"$f":"E74","v":"Temperatur"},null,null,null,null,null,-15,0,0,0,0]
["Frischluftquelle","Vorkonditionierte Luft von LXX, Aussenluft",null,null,"Aussenluft","Aussenluft",null,null,null,null,null,-14,0,0,0,0]
[null,"Art der Vorkonditionierten Luft",null,null,"Aussenluft","Aussenluft",null,null,null,null,null,-13,0,0,0,0]
["Heizregister","Register ist installiert",null,null,{"$f":"IF(E8=S49,G52,G53)","v":"ja"},{"$f":"E77","v":"ja"},null,null,null,null,null,-12,0,0,0,0]
[null,"Leistungsberechnung bei  °C",null,null,{"$f":"VLOOKUP(Startblatt!C6,Klimadaten!B4:J43,9,FALSE)","v":{"$error":"#N/A"}},{"$f":"E78","v":{"$error":"#N/A"}},null,null,null,null,null,-11,0,0,0,0]
[null,"Installierte Leistung ",null,null,null,null,null,null,null,null,null,-10,0,0,0,0]
["Kälteregister","Kühlung installiert",null,null,{"$f":"IF(E7=T49,G52,G53)","v":"ja"},"ja",null,null,null,null,null,-9,0,0,0,0]
[null,"Leistungsberechnung bei  °C",null,null,30,30,null,null,null,null,null,-8,0,0,0,0]
[null,"Installierte Leistung ",null,null,null,null,null,null,null,null,null,-7,0,0,0,0]
[null,"LK-Register Wassertemperaturen","VL ",null,6,6,null,null,null,null,null,-6,0,0,0,0]
[null,null,"RL ",null,12,12,null,null,null,null,null,-5,0,0,0,0]
["Entfeuchtung","Entfeuchtung installiert",null,null,{"$f":"IF(G49=G50,K4,G52)","v":"nein"},{"$f":"E85","v":"nein"},null,null,null,null,null,-4,0,0,0,0]
[null,"Max. zulässige rel. Raumfeuchtigkeit / berechnete Zuluftfeuchtigkeit Sommer",null,null,{"$f":"IF($G$49=$G$50,E37,0.99)","v":0.99},{"$f":"IF($G$49=$G$50,K37,0.99)","v":0.99},null,null,null,null,null,-3,0,0,0,0]
["Befeuchtung","Art der Befeuchtung",null,null,{"$f":"IF(G49=G50,J5,U56)","v":"keine"},{"$f":"E87","v":"keine"},null,null,null,null,null,-2,0,0,0,0]
[null,"Min. zulässige rel. Raumfeuchtigkeit / berechnete Zuluftfeuchtigkeit Winter",null,null,{"$f":"IF($G$49=$G$50,E36,0.01)","v":0.01},{"$f":"IF($G$49=$G$50,K36,0.01)","v":0.01},null,null,null,null,null,-1,0,0,0,0]
[null,"Kaltwassertemperatur",null,null,10,10,null,null,null,null,null,0,0,0,0,0]
["Raumlast","Feuchtigkeitslast im Raum",null,null,0,0,null,null,null,null,null,1,0,0,0,0]
["Nutzungszone",null,null,null,null,null,null,null,null,null,null,2,0,0,0,0]
[null,"Reglungsart des Volumenstroms",null,null,{"$f":"IF(J6=\"\",Begriffe!B468,J6)","v":"Benutzerdefiniert"},{"$f":"E92","v":"Benutzerdefiniert"},null,null,null,null,null,3,0,0,0,0]
[null,"Raumnutzung",null,null,{"$f":"J7","v":0},{"$f":"E93","v":0},null,null,null,null,null,4,0,0,0,0]
["Betriebszeiten:","Tag 1. bis 5.",null,"Tag 6.",null,"Tag 7.",null,null,null,null,null,5,0,0,0,0]
["IST - Zustand","von","bis","von","bis","von","bis",null,null,null,null,6,0,0,0,0]
["Stufe 1",{"$f":"B21","v":"00:00:00"},{"$f":"C21","v":"00:00:00"},{"$f":"B22","v":"00:00:00"},{"$f":"C22","v":"00:00:00"},{"$f":"B23","v":"00:00:00"},{"$f":"C23","v":"00:00:00"},null,null,null,null,7,0,0,0,0]
[null,{"$f":"D21","v":"00:00:00"},{"$f":"E21","v":"00:00:00"},{"$f":"D22","v":"00:00:00"},{"$f":"E22","v":"00:00:00"},{"$f":"D23","v":"00:00:00"},{"$f":"E23","v":"00:00:00"},null,null,null,null,8,0,0,0,0]
[null,null,null,null,null,null,null,null,null,null,null,9,0,0,0,0]
[null,null,null,null,null,null,null,null,null,null,null,10,0,0,0,0]
["Stufe 2",{"$f":"B25","v":"00:00:00"},{"$f":"C25","v":"00:00:00"},{"$f":"B26","v":"00:00:00"},{"$f":"C26","v":"00:00:00"},{"$f":"B27","v":"00:00:00"},{"$f":"C27","v":"00:00:00"},null,null,null,null,11,0,0,0,0]
[null,{"$f":"D25","v":"00:00:00"},{"$f":"E25","v":"00:00:00"},{"$f":"D26","v":"00:00:00"},{"$f":"E26","v":"00:00:00"},{"$f":"D27","v":"00:00:00"},{"$f":"E27","v":"00:00:00"},null,null,null,null,12,0,0,0,0]
[null,null,null,null,null,null,null,null,null,null,null,13,0,0,0,0]
[null,null,null,null,null,null,null,null,null,null,null,14,0,0,0,0]
["Stufe 3",{"$f":"B29","v":"00:00:00"},{"$f":"C29","v":"00:00:00"},{"$f":"B30","v":"00:00:00"},{"$f":"C30","v":"00:00:00"},{"$f":"B31","v":"00:00:00"},{"$f":"C31","v":"00:00:00"},null,null,null,null,15,0,0,0,0]
[null,{"$f":"D29","v":"00:00:00"},{"$f":"E29","v":"00:00:00"},{"$f":"D30","v":"00:00:00"},{"$f":"E30","v":"00:00:00"},{"$f":"D31","v":"00:00:00"},{"$f":"E31","v":"00:00:00"},null,null,null,null,16,0,0,0,0]
[null,null,null,null,null,null,null,null,null,null,null,17,0,0,0,0]
[null,null,null,null,null,null,null,null,null,null,null,18,0,0,0,0]
["Plausibilitätstest","Status",{"$f":"IF((SUM(C96:C107)-SUM(B96:B107))<1,IF((SUM(C96:C107)-SUM(B96:B107))=0,1,2),0)","v":1},"Status",{"$f":"IF((SUM(E96:E107)-SUM(D96:D107))<1,IF((SUM(E96:E107)-SUM(D96:D107))=0,1,2),0)","v":1},"Status",{"$f":"IF((SUM(G96:G107)-SUM(F96:F107))<1,IF((SUM(G96:G107)-SUM(F96:F107))=0,1,2),0)","v":1},null,null,null,null,19,0,0,0,0]
["Betriebszeiten:",{"$f":"B94","v":"Tag 1. bis 5."},null,{"$f":"D94","v":"Tag 6."},null,{"$f":"F94","v":"Tag 7."},null,null,null,null,null,20,0,0,0,0]
["SOLL-Zustand","von","bis","von","bis","von","bis",null,null,null,null,21,0,0,0,0]
["Stufe 1",{"$f":"H21","v":"00:00:00"},{"$f":"I21","v":"00:00:00"},{"$f":"H22","v":"00:00:00"},{"$f":"I22","v":"00:00:00"},{"$f":"H23","v":"00:00:00"},{"$f":"I23","v":"00:00:00"},null,null,null,null,22,0,0,0,0]
[null,{"$f":"J21","v":"00:00:00"},{"$f":"K21","v":"00:00:00"},{"$f":"J22","v":"00:00:00"},{"$f":"K22","v":"00:00:00"},{"$f":"J23","v":"00:00:00"},{"$f":"K23","v":"00:00:00"},null,null,null,null,23,0,0,0,0]
[null,null,null,null,null,null,null,null,null,null,null,24,0,0,0,0]
[null,null,null,null,null,null,null,null,null,null,null,25,0,0,0,0]
["Stufe 2",{"$f":"H25","v":"00:00:00"},{"$f":"I25","v":"00:00:00"},{"$f":"H26","v":"00:00:00"},{"$f":"I26","v":"00:00:00"},{"$f":"H27","v":"00:00:00"},{"$f":"I27","v":"00:00:00"},null,null,null,null,26,0,0,0,0]
[null,{"$f":"J25","v":"00:00:00"},{"$f":"K25","v":"00:00:00"},{"$f":"J26","v":"00:00:00"},{"$f":"K26","v":"00:00:00"},{"$f":"J27","v":"00:00:00"},{"$f":"K27","v":"00:00:00"},null,null,null,null,27,0,0,0,0]
[null,null,null,null,null,null,null,null,null,null,null,28,0,0,0,0]
[null,null,null,null,null,null,null,null,null,null,null,29,0,0,0,0]
["Stufe 3",{"$f":"H29","v":"00:00:00"},{"$f":"I29","v":"00:00:00"},{"$f":"H30","v":"00:00:00"},{"$f":"I30","v":"00:00:00"},{"$f":"H31","v":"00:00:00"},{"$f":"I31","v":"00:00:00"},null,null,null,null,30,0,0,0,0]
[null,{"$f":"J29","v":"00:00:00"},{"$f":"K29","v":"00:00:00"},{"$f":"J30","v":"00:00:00"},{"$f":"K30","v":"00:00:00"},{"$f":"J31","v":"00:00:00"},{"$f":"K31","v":"00:00:00"},null,null,null,null,31,0,0,0,0]
[null,null,null,null,null,null,null,null,null,null,null,32,0,0,0,0]
[null,null,null,null,null,null,null,null,null,null,null,33,0,0,0,0]
["Plausibilitätstest","Status",{"$f":"IF((SUM(C111:C122)-SUM(B111:B122))<1,IF((SUM(C111:C122)-SUM(B111:B122))=0,1,2),0)","v":1},"Status",{"$f":"IF((SUM(E111:E122)-SUM(D111:D122))<1,IF((SUM(E111:E122)-SUM(D111:D122))=0,1,2),0)","v":1},"Status",{"$f":"IF((SUM(G111:G122)-SUM(F111:F122))<1,IF((SUM(G111:G122)-SUM(F111:F122))=0,1,2),0)","v":1},null,null,null,null,34,0,0,0,0]
["Temperaturkurve","Aussenluft","Zuluft","Raumkonditionen",null,null,null,null,null,null,null,35,0,0,0,0]
["IST - Zustand","tA ","tZUL","tRaum "]
[null,{"$f":"IF($G$49=$G$50,C42,E126)","v":-15},22,24,-15,22,24]
[null,22,22,24,22,22,24]
[null,24,22,26,24,22,26]
[null,30,22,26,30,22,26]
["Temperaturkurve","Aussenluft","Zuluft","Raumkonditionen"]
["SOLL-Zustand","tA ","tZUL","tRaum "]
[null,{"$f":"IF($G$49=$G$50,I42,E126)","v":-15},22,24]
[null,22,22,24]
[null,24,22,26]
[null,30,22,26]

{"sheet":"L02","index":20,"n_rows":135,"n_cols":24,"rows_kept":135,"cut":false,"hidden":true,"merged":[[87,21,87,22],[0,8,0,9],[0,19,0,20],[3,0,3,1],[3,11,7,21],[4,9,4,10],[5,3,5,4],[5,9,5,10],[6,9,6,10],[78,21,78,26],[79,21,79,22],[79,23,79,24],[79,25,79,26],[85,21,85,22]]}
[{"$f":"Begriffe!B435&\" \"&Lüftung!B22&\" \"&Begriffe!B436","v":"Lüftungsanlage  Detail"},null,null,null,{"$f":"Begriffe!B437","v":"Status"},{"$f":"IF(OR(E7=\"\",E8=\"\",K4=\"\",J5=\"\",J6=\"\",D13=\"\",E13=\"\",D14=\"\",E14=\"\",D15=\"\",E15=\"\",J13=\"\",K13=\"\",J14=\"\",K14=\"\",J15=\"\",E34=\"\",E35=\"\",E36=\"\",E37=\"\",E38=\"\",K34=\"\",K35=\"\",K36=\"\",K37=\"\",K38=\"\",C42=\"\",C43=\"\",C44=\"\",C45=\"\",D42=\"\",D43=\"\",D44=\"\",D45=\"\",E42=\"\",E43=\"\",E44=\"\",E45=\"\",I42=\"\",I43=\"\",I44=\"\",I45=\"\",J42=\"\",J43=\"\",J44=\"\",J45=\"\",K42=\"\",K43=\"\",K44=\"\",K45=\"\",B21=\"\",C21=\"\",H21=\"\",I21=\"\",A4=\"\"),1,0)","v":1},null,{"$f":"Begriffe!B438","v":"Verantwortlicher"},null,null,{"$f":"Einführung!K1","v":"V 1.0.0"},{"$f":"A1","v":"Lüftungsanlage  Detail"},null,null,null,null,null,null,{"$f":"H1","v":"Verantwortlicher"},{"$f":"I1","v":0},null,{"$f":"Einführung!K1","v":"V 1.0.0"}]
[]
[{"$f":"Begriffe!B439","v":"Technische Daten"},null,null,null,null,null,null,null,null,null,null,{"$f":"Begriffe!B498","v":"Hinweise"}]
[null,null,{"$f":"Begriffe!B444","v":"Thermisch"},{"$f":"IFERROR(VLOOKUP(A4,U49:X52,3,FALSE),0)","v":0},null,null,{"$f":"Begriffe!B454","v":"Entfeuchtung"}]
[null,null,{"$f":"Begriffe!B445","v":"Feuchte"},{"$f":"IFERROR(VLOOKUP(A4,U49:X52,4,FALSE),0)","v":0},null,null,{"$f":"Begriffe!B455","v":"Befeuchtung"}]
[{"$f":"Begriffe!B446","v":"Vereisungsschutz "},null,null,null,null,null,{"$f":"Begriffe!B459","v":"Reglungsart des Volumenstroms"}]
[{"$f":"Begriffe!B452","v":"Kälteregister"},null,null,null,null,null,{"$f":"Begriffe!B469","v":"Raumnutzung"}]
[{"$f":"Begriffe!B453","v":"Heizregister"}]
[]
[{"$f":"Begriffe!B470","v":"Bestehend"},null,null,null,null,null,{"$f":"Begriffe!B471","v":"Optimiert"},null,null,null,null,{"$f":"Begriffe!B499","v":"Energieverbrauch und Energiekosten"}]
[]
[{"$f":"Begriffe!B472","v":"Motordaten"},null,null,{"$f":"Begriffe!B474","v":"Zuluft"},{"$f":"Begriffe!B475","v":"Abluft"},null,{"$f":"A12","v":"Motordaten"},null,null,{"$f":"D12","v":"Zuluft"},{"$f":"E12","v":"Abluft"},null,null,{"$f":"Begriffe!B500","v":"Kosten Nutzenergie"}]
[null,{"$f":"Begriffe!B473","v":"Motorenleistung (100%)"},null,null,null,null,null,{"$f":"B13","v":"Motorenleistung (100%)"}]
[null,{"$f":"Begriffe!B476","v":"Effizienzklasse"},null,null,null,null,null,{"$f":"B14","v":"Effizienzklasse"}]
[{"$f":"Begriffe!B477","v":"Volumenstrom"},{"$f":"Begriffe!B478","v":"Stufe 1"},null,null,null,null,{"$f":"A15","v":"Volumenstrom"},{"$f":"B15","v":"Stufe 1"}]
[null,{"$f":"Begriffe!B479","v":"Stufe 2"},null,null,null,null,null,{"$f":"B16","v":"Stufe 2"}]
[null,{"$f":"Begriffe!B480","v":"Stufe 3 (100%)"},null,null,null,null,null,{"$f":"B17","v":"Stufe 3 (100%)"},null,null,null,null,null,null,{"$f":"N30","v":"Luftkühlung"},{"$f":"O51","v":0},{"$f":"Q51","v":0}]
[null,null,null,null,null,null,null,null,null,null,null,null,null,null,{"$f":"N31","v":"Lufterwärmung"},0,0]
[{"$f":"Begriffe!B481","v":"Betriebszeiten"},null,null,null,null,null,{"$f":"A19","v":"Betriebszeiten"},null,null,null,null,null,null,null,{"$f":"N32","v":"Erwärmung Bef."},0,0]
[{"$f":"B15","v":"Stufe 1"},{"$f":"Begriffe!B485","v":"von"},{"$f":"Begriffe!B486","v":"bis"},{"$f":"Begriffe!B485","v":"von"},{"$f":"Begriffe!B486","v":"bis"},null,{"$f":"H15","v":"Stufe 1"},{"$f":"B20","v":"von"},{"$f":"C20","v":"bis"},"von","bis",null,null,null,{"$f":"Begriffe!B505","v":"Kühlung Entf."},0,0]
[{"$f":"Begriffe!B482","v":"Mo.-Fr. "},null,null,null,null,null,{"$f":"A21","v":"Mo.-Fr. "},null,null,null,null,null,null,null,{"$f":"Begriffe!B506","v":"Erwärmung Entf."},0,0]
[{"$f":"Begriffe!B483","v":"Samstag"},null,null,null,null,null,{"$f":"A22","v":"Samstag"},null,null,null,null,null,null,null,{"$f":"Begriffe!B507","v":"Luftumwälzung"},0,0]
[{"$f":"Begriffe!B484","v":"Sonntag"},null,null,null,null,null,{"$f":"A23","v":"Sonntag"},null,null,null,null,null,null,null,{"$f":"Begriffe!B508","v":"Wasser Bef."},{"$f":"O59","v":0},{"$f":"Q59","v":0}]
[{"$f":"B16","v":"Stufe 2"},{"$f":"B20","v":"von"},{"$f":"C20","v":"bis"},"von","bis",null,{"$f":"H16","v":"Stufe 2"},{"$f":"B24","v":"von"},{"$f":"C24","v":"bis"},"von","bis"]
[{"$f":"A21","v":"Mo.-Fr. "},null,null,null,null,null,{"$f":"A25","v":"Mo.-Fr. "}]
[{"$f":"A22","v":"Samstag"},null,null,null,null,null,{"$f":"A26","v":"Samstag"}]
["Sonntag",null,null,null,null,null,{"$f":"A27","v":"Sonntag"}]
[{"$f":"B17","v":"Stufe 3 (100%)"},{"$f":"B24","v":"von"},{"$f":"C24","v":"bis"},"von","bis",null,{"$f":"H17","v":"Stufe 3 (100%)"},{"$f":"B28","v":"von"},{"$f":"C28","v":"bis"},"von","bis"]
[{"$f":"A25","v":"Mo.-Fr. "},null,null,null,null,null,{"$f":"A29","v":"Mo.-Fr. "},null,null,null,null,null,null,{"$f":"Begriffe!B501","v":"Nutzenergieart"},null,{"$f":"Begriffe!B511","v":"Bestehend"},{"$f":"Begriffe!B512","v":"Optimiert"},{"$f":"Begriffe!B513","v":"Einsparung "}]
[{"$f":"A26","v":"Samstag"},null,null,null,null,null,{"$f":"A30","v":"Samstag"},null,null,null,null,null,null,{"$f":"Begriffe!B502","v":"Luftkühlung"},null,{"$f":"N51+N54","v":0},{"$f":"P51+P54","v":0},{"$f":"P30-Q30","v":0},{"$f":"ROUND(O51,-1)+ROUND(O54,-1)-ROUND(Q51,-1)-ROUND(Q54,-1)","v":0},{"$f":"IFERROR(R30/P30,0)","v":0}]
[{"$f":"A27","v":"Sonntag"},null,null,null,null,null,{"$f":"A31","v":"Sonntag"},null,null,null,null,null,null,{"$f":"Begriffe!B503","v":"Lufterwärmung"},null,{"$f":"N52+N55","v":0},{"$f":"P52+P55","v":0},{"$f":"P31-Q31","v":0},{"$f":"ROUND(O52,-1)+ROUND(O55,-1)-ROUND(Q52,-1)-ROUND(Q55,-1)","v":0},{"$f":"IFERROR(R31/P31,0)","v":0}]
[null,null,null,null,null,null,null,null,null,null,null,null,null,{"$f":"Begriffe!B504","v":"Erwärmung Bef."},null,{"$f":"N53","v":0},{"$f":"P53","v":0},{"$f":"P32-Q32","v":0},{"$f":"ROUND(O53,-1)-ROUND(Q53,-1)","v":0},{"$f":"IFERROR(R32/P32,0)","v":0}]
[{"$f":"Begriffe!B487","v":"Parameter"},null,null,null,null,null,{"$f":"A33","v":"Parameter"},null,null,null,null,null,null,{"$f":"Begriffe!B509","v":"Elektrische Energie"},null,{"$f":"N56","v":0},{"$f":"P56","v":0},{"$f":"P33-Q33","v":0},{"$f":"ROUND(O56,-1)-ROUND(Q56,-1)","v":0},{"$f":"IFERROR(R33/P33,0)","v":0}]
[null,null,{"$f":"Begriffe!B488","v":"Min. Umluft"},null,null,null,null,null,{"$f":"C34","v":"Min. Umluft"},null,null,null,null,{"$f":"Begriffe!B510","v":"Total"},null,{"$f":"SUM(P30:P33)","v":0},{"$f":"SUM(Q30:Q33)","v":0},{"$f":"SUM(R30:R33)","v":0},{"$f":"SUM(S30:S33)","v":0},{"$f":"IFERROR(R34/P34,0)","v":0}]
[null,null,{"$f":"Begriffe!B489","v":"Max. Umluft"},null,null,null,null,null,{"$f":"C35","v":"Max. Umluft"}]
[null,null,{"$f":"Begriffe!B490","v":"Min. Raumfeuchte"},null,null,null,null,null,"Min. Raumfeuchte"]
[null,null,{"$f":"Begriffe!B491","v":"Max. Raumfeuchte "},null,null,null,null,null,"Max. Raumfeuchte "]
[null,null,{"$f":"Begriffe!B492","v":"Nachtauskühlung "},null,null,null,null,null,"Nachtauskühlung "]
[null,null,{"$f":"Begriffe!B493","v":"Grenztemp. Vereisungsschutz"},null,null,null,null,null,"Grenztemp. Vereisungsschutz"]
[]
[{"$f":"Begriffe!B494","v":"Temperaturkurve"},null,{"$f":"Begriffe!B495","v":"Aussentemp."},{"$f":"Begriffe!B496","v":"Zulufttemp."},{"$f":"Begriffe!B497","v":"Raumtemp."},null,{"$f":"A41","v":"Temperaturkurve"},null,{"$f":"C41","v":"Aussentemp."},{"$f":"D41","v":"Zulufttemp."},{"$f":"E41","v":"Raumtemp."}]
[]
[]
[]
[]
[]
["Eingabe",null,null,null,null,null,null,null,null,null,null,"Ergebnisse"]
["IST - Zustand",null,null,null,"IST-Zustand","SOLL - Zustand",{"$f":"MID(CELL(\"dateiname\",B1),FIND(\"]\",CELL(\"dateiname\",B1))+1,255)","v":"L02"},null,null,null,null,"Energieverbrauch ",null,"IST",null,"SOLL",null,null,"Heizgruppen","Kältegruppen",null,null,"Thermisch","Feuchte"]
[null,"Luftwechsel","Klimatsierte Fläche",null,2,{"$f":"E49","v":2},{"$f":"VLOOKUP(G48,Lüftung!A6:D15,4,FALSE)","v":"nein"},null,null,null,null,null,null,"Nutzenergie","Kosten","Nutzenergie","Kosten",null,{"$f":"G52","v":"nein"},{"$f":"G52","v":"nein"},{"$f":"Begriffe!B440","v":"keine"},null,0,0]
[null,null,"Durchschnittliche Raumhöhe",null,3,{"$f":"E50","v":3},{"$f":"G53","v":"ja"},null,null,null,null,null,null,"[kWh]","[CHF/a]","[kWh]","[CHF/a]",null,"H01","K01",{"$f":"Begriffe!B441","v":"Kreuzstromwärmeübertrager"},null,0.65,0]
[null,"Art der Lufteinbringung",null,null,"Mischluft","Mischluft",null,null,null,null,null,"Luftkühlung",null,0,0,0,0,null,"H02","K02",{"$f":"Begriffe!B442","v":"Kreisverbundsystem"},null,0.6,0]
[null,"Luftfilterklasse","Vorfilter",null,"0 keinen","0 keinen",{"$f":"Begriffe!B76","v":"nein"},null,null,null,null,"Lufterwärmung",null,0,0,0,0,null,"H03","K03",{"$f":"Begriffe!B443","v":"Rotationswärmeübertrager"},null,0.75,0.6]
[null,null,"Nachfilter",null,"0 keinen","0 keinen",{"$f":"Begriffe!B77","v":"ja"},null,null,null,null,"Erwärmung Bef.",null,0,0,0,0,null,"H04","K04"]
["ZUL-Ventilator","Leistung des ZUL-Ventilators auf Stufe 1",null,null,{"$f":"D13","v":0},{"$f":"J13","v":0},null,null,null,null,null,"Entfeuchtung","Kühlung Entf.",0,0,0,0,null,"H05","K05",{"$f":"'Berechnung LU'!M11","v":"IE3 (< 2016)"}]
[null,"Motor: Energieeffizienzklasse / SFP-Wert ",null,null,{"$f":"IF(D14=\"\",U54,D14)","v":"IE3 (< 2016)"},{"$f":"IF(J14=\"\",U54,J14)","v":"IE3 (< 2016)"},null,null,null,null,null,null,"Erwärmung Entf.",0,0,0,0,null,"H06","K06"]
[null,"Stufe 1: Volumenstrom /Ventilatorleistung",null,null,{"$f":"D15","v":0},{"$f":"J15","v":0},null,null,null,null,null,"Luftumwälzung","Ventilator",0,0,0,0,null,"H07","K07",{"$f":"'Berechnung LU'!S14","v":"keine"}]
[null,"Stufe 2: Volumenstrom /Ventilatorleistung",null,null,{"$f":"D16","v":0},{"$f":"J16","v":0},null,null,null,null,null,"Total Energie",null,0,0,0,0,null,"H08","K08"]
[null,"Stufe 3: Volumenstrom /Ventilatorleistung",null,null,{"$f":"D17","v":0},{"$f":"J17","v":0},null,null,null,null,null,null,null,"Liter/a","[CHF/a]","Liter/a","[CHF/a]",null,"H09","K09"]
["ABL-Ventilator","Leistung des ABL-Ventilators auf Stufe 1",null,null,{"$f":"E13","v":0},{"$f":"K13","v":0},null,null,null,null,null,"Wasser Bef.",null,0,0,0,0,null,"H10","K10"]
[null,"Motor: Energieeffizienzklasse / SFP-Wert ",null,null,{"$f":"IF(E14=\"\",U54,E14)","v":"IE3 (< 2016)"},{"$f":"IF(K14=\"\",U54,K14)","v":"IE3 (< 2016)"},null,null,null,null,null,"Entfeuchtung",null,0,0,0,0]
[null,"Stufe 1: Volumenstrom /Ventilatorleistung",null,null,{"$f":"E15","v":0},{"$f":"K15","v":0},null,null,null,null,null,"Daten für HG","Leistung kW",null,"Daten für KG"]
[null,"Stufe 2: Volumenstrom /Ventilatorleistung",null,null,{"$f":"E16","v":0},{"$f":"K16","v":0},null,null,null,null,null,"Tab","Bestehend","Optimiert","Bestehend","Optimiert"]
[null,"Stufe 3: Volumenstrom /Ventilatorleistung",null,null,{"$f":"E17","v":0},{"$f":"K17","v":0},null,null,null,null,null,"°C","kW","kW","kW","kW"]
["Saisonaler Volumenstrom","Sommerbetrieb ab einer Aussentemperatur von",null,null,0,{"$f":"E64","v":0},null,null,null,null,null,-25,0,0,0,0]
[null,"Volumenstromerhöhung (dV)",null,null,0,0,null,null,null,null,null,-24,0,0,0,0]
["WRG/KRG","Wärmerückgewinnung","Thermisch",null,{"$f":"IF(E4=\"\",D4,E4)","v":0},{"$f":"E66","v":0},null,null,null,null,null,-23,0,0,0,0]
[null,"Feuchterückgewinnung","Feuchte",null,{"$f":"IF(E5=\"\",D5,E5)","v":0},{"$f":"E67","v":0},null,null,null,null,null,-22,0,0,0,0]
[null,"Bypass für Regulierung KRG/WRG",null,null,"ja","ja",null,null,null,null,null,-21,0,0,0,0]
[null,"Kälterückgewinnung",null,null,"ja","ja",null,null,null,null,null,-20,0,0,0,0]
[null,"Vereisungsschutz ",null,null,{"$f":"D6","v":0},{"$f":"E70","v":0},null,null,null,null,null,-19,0,0,0,0]
[null,"Grenztemp. Vereisungsschutz.",null,null,{"$f":"E39","v":0},{"$f":"K39","v":0},null,null,null,null,null,-18,0,0,0,0]
["Umluft","Frischluftanteil (für Umluftregulierung, f(Zulufttemperatur))","Minimal",null,{"$f":"IF($G$49=$G$50,1-E35,1)","v":1},{"$f":"IF($G$49=$G$50,1-K35,1)","v":1},null,null,null,null,null,-17,0,0,0,0]
[null,null,"Maximal ",null,{"$f":"IF($G$49=$G$50,1-E34,1)","v":1},{"$f":"IF($G$49=$G$50,1-K34,1)","v":1},null,null,null,null,null,-16,0,0,0,0]
[null,"Umluftregulierung anhand von","Temperatur",null,"Temperatur",{"$f":"E74","v":"Temperatur"},null,null,null,null,null,-15,0,0,0,0]
["Frischluftquelle","Vorkonditionierte Luft von LXX, Aussenluft",null,null,"Aussenluft","Aussenluft",null,null,null,null,null,-14,0,0,0,0]
[null,"Art der Vorkonditionierten Luft",null,null,"Aussenluft","Aussenluft",null,null,null,null,null,-13,0,0,0,0]
["Heizregister","Register ist installiert",null,null,{"$f":"IF(E8=S49,G52,G53)","v":"ja"},{"$f":"E77","v":"ja"},null,null,null,null,null,-12,0,0,0,0]
[null,"Leistungsberechnung bei  °C",null,null,{"$f":"VLOOKUP(Startblatt!C6,Klimadaten!B4:J43,9,FALSE)","v":{"$error":"#N/A"}},{"$f":"E78","v":{"$error":"#N/A"}},null,null,null,null,null,-11,0,0,0,0]
[null,"Installierte Leistung ",null,null,null,null,null,null,null,null,null,-10,0,0,0,0]
["Kälteregister","Kühlung installiert",null,null,{"$f":"IF(E7=T49,G52,G53)","v":"ja"},"ja",null,null,null,null,null,-9,0,0,0,0]
[null,"Leistungsberechnung bei  °C",null,null,30,30,null,null,null,null,null,-8,0,0,0,0]
[null,"Installierte Leistung ",null,null,null,null,null,null,null,null,null,-7,0,0,0,0]
[null,"LK-Register Wassertemperaturen","VL ",null,6,6,null,null,null,null,null,-6,0,0,0,0]
[null,null,"RL ",null,12,12,null,null,null,null,null,-5,0,0,0,0]
["Entfeuchtung","Entfeuchtung installiert",null,null,{"$f":"IF(G49=G50,K4,G52)","v":"nein"},{"$f":"E85","v":"nein"},null,null,null,null,null,-4,0,0,0,0]
[null,"Max. zulässige rel. Raumfeuchtigkeit / berechnete Zuluftfeuchtigkeit Sommer",null,null,{"$f":"IF($G$49=$G$50,E37,0.99)","v":0.99},{"$f":"IF($G$49=$G$50,K37,0.99)","v":0.99},null,null,null,null,null,-3,0,0,0,0]
["Befeuchtung","Art der Befeuchtung",null,null,{"$f":"IF(G49=G50,J5,U56)","v":"keine"},{"$f":"E87","v":"keine"},null,null,null,null,null,-2,0,0,0,0]
[null,"Min. zulässige rel. Raumfeuchtigkeit / berechnete Zuluftfeuchtigkeit Winter",null,null,{"$f":"IF($G$49=$G$50,E36,0.01)","v":0.01},{"$f":"IF($G$49=$G$50,K36,0.01)","v":0.01},null,null,null,null,null,-1,0,0,0,0]
[null,"Kaltwassertemperatur",null,null,10,10,null,null,null,null,null,0,0,0,0,0]
["Raumlast","Feuchtigkeitslast im Raum",null,null,0,0,null,null,null,null,null,1,0,0,0,0]
["Nutzungszone",null,null,null,null,null,null,null,null,null,null,2,0,0,0,0]
[null,"Reglungsart des Volumenstroms",null,null,{"$f":"IF(J6=\"\",Begriffe!B468,J6)","v":"Benutzerdefiniert"},{"$f":"E92","v":"Benutzerdefiniert"},null,null,null,null,null,3,0,0,0,0]
[null,"Raumnutzung",null,null,{"$f":"J7","v":0},{"$f":"E93","v":0},null,null,null,null,null,4,0,0,0,0]
["Betriebszeiten:","Tag 1. bis 5.",null,"Tag 6.",null,"Tag 7.",null,null,null,null,null,5,0,0,0,0]
["IST - Zustand","von","bis","von","bis","von","bis",null,null,null,null,6,0,0,0,0]
["Stufe 1",{"$f":"B21","v":"00:00:00"},{"$f":"C21","v":"00:00:00"},{"$f":"B22","v":"00:00:00"},{"$f":"C22","v":"00:00:00"},{"$f":"B23","v":"00:00:00"},{"$f":"C23","v":"00:00:00"},null,null,null,null,7,0,0,0,0]
[null,{"$f":"D21","v":"00:00:00"},{"$f":"E21","v":"00:00:00"},{"$f":"D22","v":"00:00:00"},{"$f":"E22","v":"00:00:00"},{"$f":"D23","v":"00:00:00"},{"$f":"E23","v":"00:00:00"},null,null,null,null,8,0,0,0,0]
[null,null,null,null,null,null,null,null,null,null,null,9,0,0,0,0]
[null,null,null,null,null,null,null,null,null,null,null,10,0,0,0,0]
["Stufe 2",{"$f":"B25","v":"00:00:00"},{"$f":"C25","v":"00:00:00"},{"$f":"B26","v":"00:00:00"},{"$f":"C26","v":"00:00:00"},{"$f":"B27","v":"00:00:00"},{"$f":"C27","v":"00:00:00"},null,null,null,null,11,0,0,0,0]
[null,{"$f":"D25","v":"00:00:00"},{"$f":"E25","v":"00:00:00"},{"$f":"D26","v":"00:00:00"},{"$f":"E26","v":"00:00:00"},{"$f":"D27","v":"00:00:00"},{"$f":"E27","v":"00:00:00"},null,null,null,null,12,0,0,0,0]
[null,null,null,null,null,null,null,null,null,null,null,13,0,0,0,0]
[null,null,null,null,null,null,null,null,null,null,null,14,0,0,0,0]
["Stufe 3",{"$f":"B29","v":"00:00:00"},{"$f":"C29","v":"00:00:00"},{"$f":"B30","v":"00:00:00"},{"$f":"C30","v":"00:00:00"},{"$f":"B31","v":"00:00:00"},{"$f":"C31","v":"00:00:00"},null,null,null,null,15,0,0,0,0]
[null,{"$f":"D29","v":"00:00:00"},{"$f":"E29","v":"00:00:00"},{"$f":"D30","v":"00:00:00"},{"$f":"E30","v":"00:00:00"},{"$f":"D31","v":"00:00:00"},{"$f":"E31","v":"00:00:00"},null,null,null,null,16,0,0,0,0]
[null,null,null,null,null,null,null,null,null,null,null,17,0,0,0,0]
[null,null,null,null,null,null,null,null,null,null,null,18,0,0,0,0]
["Plausibilitätstest","Status",{"$f":"IF((SUM(C96:C107)-SUM(B96:B107))<1,IF((SUM(C96:C107)-SUM(B96:B107))=0,1,2),0)","v":1},"Status",{"$f":"IF((SUM(E96:E107)-SUM(D96:D107))<1,IF((SUM(E96:E107)-SUM(D96:D107))=0,1,2),0)","v":1},"Status",{"$f":"IF((SUM(G96:G107)-SUM(F96:F107))<1,IF((SUM(G96:G107)-SUM(F96:F107))=0,1,2),0)","v":1},null,null,null,null,19,0,0,0,0]
["Betriebszeiten:",{"$f":"B94","v":"Tag 1. bis 5."},null,{"$f":"D94","v":"Tag 6."},null,{"$f":"F94","v":"Tag 7."},null,null,null,null,null,20,0,0,0,0]
["SOLL-Zustand","von","bis","von","bis","von","bis",null,null,null,null,21,0,0,0,0]
["Stufe 1",{"$f":"H21","v":"00:00:00"},{"$f":"I21","v":"00:00:00"},{"$f":"H22","v":"00:00:00"},{"$f":"I22","v":"00:00:00"},{"$f":"H23","v":"00:00:00"},{"$f":"I23","v":"00:00:00"},null,null,null,null,22,0,0,0,0]
[null,{"$f":"J21","v":"00:00:00"},{"$f":"K21","v":"00:00:00"},{"$f":"J22","v":"00:00:00"},{"$f":"K22","v":"00:00:00"},{"$f":"J23","v":"00:00:00"},{"$f":"K23","v":"00:00:00"},null,null,null,null,23,0,0,0,0]
[null,null,null,null,null,null,null,null,null,null,null,24,0,0,0,0]
[null,null,null,null,null,null,null,null,null,null,null,25,0,0,0,0]
["Stufe 2",{"$f":"H25","v":"00:00:00"},{"$f":"I25","v":"00:00:00"},{"$f":"H26","v":"00:00:00"},{"$f":"I26","v":"00:00:00"},{"$f":"H27","v":"00:00:00"},{"$f":"I27","v":"00:00:00"},null,null,null,null,26,0,0,0,0]
[null,{"$f":"J25","v":"00:00:00"},{"$f":"K25","v":"00:00:00"},{"$f":"J26","v":"00:00:00"},{"$f":"K26","v":"00:00:00"},{"$f":"J27","v":"00:00:00"},{"$f":"K27","v":"00:00:00"},null,null,null,null,27,0,0,0,0]
[null,null,null,null,null,null,null,null,null,null,null,28,0,0,0,0]
[null,null,null,null,null,null,null,null,null,null,null,29,0,0,0,0]
["Stufe 3",{"$f":"H29","v":"00:00:00"},{"$f":"I29","v":"00:00:00"},{"$f":"H30","v":"00:00:00"},{"$f":"I30","v":"00:00:00"},{"$f":"H31","v":"00:00:00"},{"$f":"I31","v":"00:00:00"},null,null,null,null,30,0,0,0,0]
[null,{"$f":"J29","v":"00:00:00"},{"$f":"K29","v":"00:00:00"},{"$f":"J30","v":"00:00:00"},{"$f":"K30","v":"00:00:00"},{"$f":"J31","v":"00:00:00"},{"$f":"K31","v":"00:00:00"},null,null,null,null,31,0,0,0,0]
[null,null,null,null,null,null,null,null,null,null,null,32,0,0,0,0]
[null,null,null,null,null,null,null,null,null,null,null,33,0,0,0,0]
["Plausibilitätstest","Status",{"$f":"IF((SUM(C111:C122)-SUM(B111:B122))<1,IF((SUM(C111:C122)-SUM(B111:B122))=0,1,2),0)","v":1},"Status",{"$f":"IF((SUM(E111:E122)-SUM(D111:D122))<1,IF((SUM(E111:E122)-SUM(D111:D122))=0,1,2),0)","v":1},"Status",{"$f":"IF((SUM(G111:G122)-SUM(F111:F122))<1,IF((SUM(G111:G122)-SUM(F111:F122))=0,1,2),0)","v":1},null,null,null,null,34,0,0,0,0]
["Temperaturkurve","Aussenluft","Zuluft","Raumkonditionen",null,null,null,null,null,null,null,35,0,0,0,0]
["IST - Zustand","tA ","tZUL","tRaum "]
[null,{"$f":"IF($G$49=$G$50,C42,E126)","v":-15},{"$f":"IF($G$49=$G$50,D42,F126)","v":22},{"$f":"IF($G$49=$G$50,E42,G126)","v":24},-15,22,24]
[null,{"$f":"IF($G$49=$G$50,C43,E127)","v":22},22,24,22,22,24]
[null,{"$f":"IF($G$49=$G$50,C44,E128)","v":24},22,26,24,22,26]
[null,{"$f":"IF($G$49=$G$50,C45,E129)","v":30},22,26,30,22,26]
["Temperaturkurve","Aussenluft","Zuluft","Raumkonditionen"]
["SOLL-Zustand","tA ","tZUL","tRaum "]
[null,{"$f":"IF($G$49=$G$50,I42,E126)","v":-15},{"$f":"IF($G$49=$G$50,J42,F126)","v":22},{"$f":"IF($G$49=$G$50,K42,G126)","v":24}]
[null,{"$f":"IF($G$49=$G$50,I43,E127)","v":22},22,24]
[null,{"$f":"IF($G$49=$G$50,I44,E128)","v":24},22,26]
[null,{"$f":"IF($G$49=$G$50,I45,E129)","v":30},22,26]

{"sheet":"L03","index":21,"n_rows":135,"n_cols":24,"rows_kept":135,"cut":false,"hidden":true,"merged":[[87,21,87,22],[0,8,0,9],[0,19,0,20],[3,0,3,1],[3,11,7,21],[4,9,4,10],[5,3,5,4],[5,9,5,10],[6,9,6,10],[78,21,78,26],[79,21,79,22],[79,23,79,24],[79,25,79,26],[85,21,85,22]]}
[{"$f":"Begriffe!B435&\" \"&Lüftung!B23&\" \"&Begriffe!B436","v":"Lüftungsanlage  Detail"},null,null,null,{"$f":"Begriffe!B437","v":"Status"},{"$f":"IF(OR(E7=\"\",E8=\"\",K4=\"\",J5=\"\",J6=\"\",D13=\"\",E13=\"\",D14=\"\",E14=\"\",D15=\"\",E15=\"\",J13=\"\",K13=\"\",J14=\"\",K14=\"\",J15=\"\",E34=\"\",E35=\"\",E36=\"\",E37=\"\",E38=\"\",K34=\"\",K35=\"\",K36=\"\",K37=\"\",K38=\"\",C42=\"\",C43=\"\",C44=\"\",C45=\"\",D42=\"\",D43=\"\",D44=\"\",D45=\"\",E42=\"\",E43=\"\",E44=\"\",E45=\"\",I42=\"\",I43=\"\",I44=\"\",I45=\"\",J42=\"\",J43=\"\",J44=\"\",J45=\"\",K42=\"\",K43=\"\",K44=\"\",K45=\"\",B21=\"\",C21=\"\",H21=\"\",I21=\"\",A4=\"\"),1,0)","v":1},null,{"$f":"Begriffe!B438","v":"Verantwortlicher"},null,null,{"$f":"Einführung!K1","v":"V 1.0.0"},{"$f":"A1","v":"Lüftungsanlage  Detail"},null,null,null,null,null,null,{"$f":"H1","v":"Verantwortlicher"},{"$f":"I1","v":0},null,{"$f":"Einführung!K1","v":"V 1.0.0"}]
[]
[{"$f":"Begriffe!B439","v":"Technische Daten"},null,null,null,null,null,null,null,null,null,null,{"$f":"Begriffe!B498","v":"Hinweise"}]
[null,null,{"$f":"Begriffe!B444","v":"Thermisch"},{"$f":"IFERROR(VLOOKUP(A4,U49:X52,3,FALSE),0)","v":0},null,null,{"$f":"Begriffe!B454","v":"Entfeuchtung"}]
[null,null,{"$f":"Begriffe!B445","v":"Feuchte"},{"$f":"IFERROR(VLOOKUP(A4,U49:X52,4,FALSE),0)","v":0},null,null,{"$f":"Begriffe!B455","v":"Befeuchtung"}]
[{"$f":"Begriffe!B446","v":"Vereisungsschutz "},null,null,null,null,null,{"$f":"Begriffe!B459","v":"Reglungsart des Volumenstroms"}]
[{"$f":"Begriffe!B452","v":"Kälteregister"},null,null,null,null,null,{"$f":"Begriffe!B469","v":"Raumnutzung"}]
[{"$f":"Begriffe!B453","v":"Heizregister"}]
[]
[{"$f":"Begriffe!B470","v":"Bestehend"},null,null,null,null,null,{"$f":"Begriffe!B471","v":"Optimiert"},null,null,null,null,{"$f":"Begriffe!B499","v":"Energieverbrauch und Energiekosten"}]
[]
[{"$f":"Begriffe!B472","v":"Motordaten"},null,null,{"$f":"Begriffe!B474","v":"Zuluft"},{"$f":"Begriffe!B475","v":"Abluft"},null,{"$f":"A12","v":"Motordaten"},null,null,{"$f":"D12","v":"Zuluft"},{"$f":"E12","v":"Abluft"},null,null,{"$f":"Begriffe!B500","v":"Kosten Nutzenergie"}]
[null,{"$f":"Begriffe!B473","v":"Motorenleistung (100%)"},null,null,null,null,null,{"$f":"B13","v":"Motorenleistung (100%)"}]
[null,{"$f":"Begriffe!B476","v":"Effizienzklasse"},null,null,null,null,null,{"$f":"B14","v":"Effizienzklasse"}]
[{"$f":"Begriffe!B477","v":"Volumenstrom"},{"$f":"Begriffe!B478","v":"Stufe 1"},null,null,null,null,{"$f":"A15","v":"Volumenstrom"},{"$f":"B15","v":"Stufe 1"}]
[null,{"$f":"Begriffe!B479","v":"Stufe 2"},null,null,null,null,null,{"$f":"B16","v":"Stufe 2"}]
[null,{"$f":"Begriffe!B480","v":"Stufe 3 (100%)"},null,null,null,null,null,{"$f":"B17","v":"Stufe 3 (100%)"},null,null,null,null,null,null,{"$f":"N30","v":"Luftkühlung"},{"$f":"O51","v":0},{"$f":"Q51","v":0}]
[null,null,null,null,null,null,null,null,null,null,null,null,null,null,{"$f":"N31","v":"Lufterwärmung"},0,0]
[{"$f":"Begriffe!B481","v":"Betriebszeiten"},null,null,null,null,null,{"$f":"A19","v":"Betriebszeiten"},null,null,null,null,null,null,null,{"$f":"N32","v":"Erwärmung Bef."},0,0]
[{"$f":"B15","v":"Stufe 1"},{"$f":"Begriffe!B485","v":"von"},{"$f":"Begriffe!B486","v":"bis"},{"$f":"Begriffe!B485","v":"von"},{"$f":"Begriffe!B486","v":"bis"},null,{"$f":"H15","v":"Stufe 1"},{"$f":"B20","v":"von"},{"$f":"C20","v":"bis"},"von","bis",null,null,null,{"$f":"Begriffe!B505","v":"Kühlung Entf."},0,0]
[{"$f":"Begriffe!B482","v":"Mo.-Fr. "},null,null,null,null,null,{"$f":"A21","v":"Mo.-Fr. "},null,null,null,null,null,null,null,{"$f":"Begriffe!B506","v":"Erwärmung Entf."},0,0]
[{"$f":"Begriffe!B483","v":"Samstag"},null,null,null,null,null,{"$f":"A22","v":"Samstag"},null,null,null,null,null,null,null,{"$f":"Begriffe!B507","v":"Luftumwälzung"},0,0]
[{"$f":"Begriffe!B484","v":"Sonntag"},null,null,null,null,null,{"$f":"A23","v":"Sonntag"},null,null,null,null,null,null,null,{"$f":"Begriffe!B508","v":"Wasser Bef."},{"$f":"O59","v":0},{"$f":"Q59","v":0}]
[{"$f":"B16","v":"Stufe 2"},{"$f":"B20","v":"von"},{"$f":"C20","v":"bis"},"von","bis",null,{"$f":"H16","v":"Stufe 2"},{"$f":"B24","v":"von"},{"$f":"C24","v":"bis"},"von","bis"]
[{"$f":"A21","v":"Mo.-Fr. "},null,null,null,null,null,{"$f":"A25","v":"Mo.-Fr. "}]
[{"$f":"A22","v":"Samstag"},null,null,null,null,null,{"$f":"A26","v":"Samstag"}]
["Sonntag",null,null,null,null,null,{"$f":"A27","v":"Sonntag"}]
[{"$f":"B17","v":"Stufe 3 (100%)"},{"$f":"B24","v":"von"},{"$f":"C24","v":"bis"},"von","bis",null,{"$f":"H17","v":"Stufe 3 (100%)"},{"$f":"B28","v":"von"},{"$f":"C28","v":"bis"},"von","bis"]
[{"$f":"A25","v":"Mo.-Fr. "},null,null,null,null,null,{"$f":"A29","v":"Mo.-Fr. "},null,null,null,null,null,null,{"$f":"Begriffe!B501","v":"Nutzenergieart"},null,{"$f":"Begriffe!B511","v":"Bestehend"},{"$f":"Begriffe!B512","v":"Optimiert"},{"$f":"Begriffe!B513","v":"Einsparung "}]
[{"$f":"A26","v":"Samstag"},null,null,null,null,null,{"$f":"A30","v":"Samstag"},null,null,null,null,null,null,{"$f":"Begriffe!B502","v":"Luftkühlung"},null,{"$f":"N51+N54","v":0},{"$f":"P51+P54","v":0},{"$f":"P30-Q30","v":0},{"$f":"ROUND(O51,-1)+ROUND(O54,-1)-ROUND(Q51,-1)-ROUND(Q54,-1)","v":0},{"$f":"IFERROR(R30/P30,0)","v":0}]
[{"$f":"A27","v":"Sonntag"},null,null,null,null,null,{"$f":"A31","v":"Sonntag"},null,null,null,null,null,null,{"$f":"Begriffe!B503","v":"Lufterwärmung"},null,{"$f":"N52+N55","v":0},{"$f":"P52+P55","v":0},{"$f":"P31-Q31","v":0},{"$f":"ROUND(O52,-1)+ROUND(O55,-1)-ROUND(Q52,-1)-ROUND(Q55,-1)","v":0},{"$f":"IFERROR(R31/P31,0)","v":0}]
[null,null,null,null,null,null,null,null,null,null,null,null,null,{"$f":"Begriffe!B504","v":"Erwärmung Bef."},null,{"$f":"N53","v":0},{"$f":"P53","v":0},{"$f":"P32-Q32","v":0},{"$f":"ROUND(O53,-1)-ROUND(Q53,-1)","v":0},{"$f":"IFERROR(R32/P32,0)","v":0}]
[{"$f":"Begriffe!B487","v":"Parameter"},null,null,null,null,null,{"$f":"A33","v":"Parameter"},null,null,null,null,null,null,{"$f":"Begriffe!B509","v":"Elektrische Energie"},null,{"$f":"N56","v":0},{"$f":"P56","v":0},{"$f":"P33-Q33","v":0},{"$f":"ROUND(O56,-1)-ROUND(Q56,-1)","v":0},{"$f":"IFERROR(R33/P33,0)","v":0}]
[null,null,{"$f":"Begriffe!B488","v":"Min. Umluft"},null,null,null,null,null,{"$f":"C34","v":"Min. Umluft"},null,null,null,null,{"$f":"Begriffe!B510","v":"Total"},null,{"$f":"SUM(P30:P33)","v":0},{"$f":"SUM(Q30:Q33)","v":0},{"$f":"SUM(R30:R33)","v":0},{"$f":"SUM(S30:S33)","v":0},{"$f":"IFERROR(R34/P34,0)","v":0}]
[null,null,{"$f":"Begriffe!B489","v":"Max. Umluft"},null,null,null,null,null,{"$f":"C35","v":"Max. Umluft"}]
[null,null,{"$f":"Begriffe!B490","v":"Min. Raumfeuchte"},null,null,null,null,null,"Min. Raumfeuchte"]
[null,null,{"$f":"Begriffe!B491","v":"Max. Raumfeuchte "},null,null,null,null,null,"Max. Raumfeuchte "]
[null,null,{"$f":"Begriffe!B492","v":"Nachtauskühlung "},null,null,null,null,null,"Nachtauskühlung "]
[null,null,{"$f":"Begriffe!B493","v":"Grenztemp. Vereisungsschutz"},null,null,null,null,null,"Grenztemp. Vereisungsschutz"]
[]
[{"$f":"Begriffe!B494","v":"Temperaturkurve"},null,{"$f":"Begriffe!B495","v":"Aussentemp."},{"$f":"Begriffe!B496","v":"Zulufttemp."},{"$f":"Begriffe!B497","v":"Raumtemp."},null,{"$f":"A41","v":"Temperaturkurve"},null,{"$f":"C41","v":"Aussentemp."},{"$f":"D41","v":"Zulufttemp."},{"$f":"E41","v":"Raumtemp."}]
[]
[]
[]
[]
[]
["Eingabe",null,null,null,null,null,null,null,null,null,null,"Ergebnisse"]
["IST - Zustand",null,null,null,"IST-Zustand","SOLL - Zustand",{"$f":"MID(CELL(\"dateiname\",B1),FIND(\"]\",CELL(\"dateiname\",B1))+1,255)","v":"L03"},null,null,null,null,"Energieverbrauch ",null,"IST",null,"SOLL",null,null,"Heizgruppen","Kältegruppen",null,null,"Thermisch","Feuchte"]
[null,"Luftwechsel","Klimatsierte Fläche",null,2,{"$f":"E49","v":2},{"$f":"VLOOKUP(G48,Lüftung!A6:D15,4,FALSE)","v":"nein"},null,null,null,null,null,null,"Nutzenergie","Kosten","Nutzenergie","Kosten",null,{"$f":"G52","v":"nein"},{"$f":"G52","v":"nein"},{"$f":"Begriffe!B440","v":"keine"},null,0,0]
[null,null,"Durchschnittliche Raumhöhe",null,3,{"$f":"E50","v":3},{"$f":"G53","v":"ja"},null,null,null,null,null,null,"[kWh]","[CHF/a]","[kWh]","[CHF/a]",null,"H01","K01",{"$f":"Begriffe!B441","v":"Kreuzstromwärmeübertrager"},null,0.65,0]
[null,"Art der Lufteinbringung",null,null,"Mischluft","Mischluft",null,null,null,null,null,"Luftkühlung",null,0,0,0,0,null,"H02","K02",{"$f":"Begriffe!B442","v":"Kreisverbundsystem"},null,0.6,0]
[null,"Luftfilterklasse","Vorfilter",null,"0 keinen","0 keinen",{"$f":"Begriffe!B76","v":"nein"},null,null,null,null,"Lufterwärmung",null,0,0,0,0,null,"H03","K03",{"$f":"Begriffe!B443","v":"Rotationswärmeübertrager"},null,0.75,0.6]
[null,null,"Nachfilter",null,"0 keinen","0 keinen",{"$f":"Begriffe!B77","v":"ja"},null,null,null,null,"Erwärmung Bef.",null,0,0,0,0,null,"H04","K04"]
["ZUL-Ventilator","Leistung des ZUL-Ventilators auf Stufe 1",null,null,{"$f":"D13","v":0},{"$f":"J13","v":0},null,null,null,null,null,"Entfeuchtung","Kühlung Entf.",0,0,0,0,null,"H05","K05",{"$f":"'Berechnung LU'!M11","v":"IE3 (< 2016)"}]
[null,"Motor: Energieeffizienzklasse / SFP-Wert ",null,null,{"$f":"IF(D14=\"\",U54,D14)","v":"IE3 (< 2016)"},{"$f":"IF(J14=\"\",U54,J14)","v":"IE3 (< 2016)"},null,null,null,null,null,null,"Erwärmung Entf.",0,0,0,0,null,"H06","K06"]
[null,"Stufe 1: Volumenstrom /Ventilatorleistung",null,null,{"$f":"D15","v":0},{"$f":"J15","v":0},null,null,null,null,null,"Luftumwälzung","Ventilator",0,0,0,0,null,"H07","K07",{"$f":"'Berechnung LU'!S14","v":"keine"}]
[null,"Stufe 2: Volumenstrom /Ventilatorleistung",null,null,{"$f":"D16","v":0},{"$f":"J16","v":0},null,null,null,null,null,"Total Energie",null,0,0,0,0,null,"H08","K08"]
[null,"Stufe 3: Volumenstrom /Ventilatorleistung",null,null,{"$f":"D17","v":0},{"$f":"J17","v":0},null,null,null,null,null,null,null,"Liter/a","[CHF/a]","Liter/a","[CHF/a]",null,"H09","K09"]
["ABL-Ventilator","Leistung des ABL-Ventilators auf Stufe 1",null,null,{"$f":"E13","v":0},{"$f":"K13","v":0},null,null,null,null,null,"Wasser Bef.",null,0,0,0,0,null,"H10","K10"]
[null,"Motor: Energieeffizienzklasse / SFP-Wert ",null,null,{"$f":"IF(E14=\"\",U54,E14)","v":"IE3 (< 2016)"},{"$f":"IF(K14=\"\",U54,K14)","v":"IE3 (< 2016)"},null,null,null,null,null,"Entfeuchtung",null,0,0,0,0]
[null,"Stufe 1: Volumenstrom /Ventilatorleistung",null,null,{"$f":"E15","v":0},{"$f":"K15","v":0},null,null,null,null,null,"Daten für HG","Leistung kW",null,"Daten für KG"]
[null,"Stufe 2: Volumenstrom /Ventilatorleistung",null,null,{"$f":"E16","v":0},{"$f":"K16","v":0},null,null,null,null,null,"Tab","Bestehend","Optimiert","Bestehend","Optimiert"]
[null,"Stufe 3: Volumenstrom /Ventilatorleistung",null,null,{"$f":"E17","v":0},{"$f":"K17","v":0},null,null,null,null,null,"°C","kW","kW","kW","kW"]
["Saisonaler Volumenstrom","Sommerbetrieb ab einer Aussentemperatur von",null,null,0,{"$f":"E64","v":0},null,null,null,null,null,-25,0,0,0,0]
[null,"Volumenstromerhöhung (dV)",null,null,0,0,null,null,null,null,null,-24,0,0,0,0]
["WRG/KRG","Wärmerückgewinnung","Thermisch",null,{"$f":"IF(E4=\"\",D4,E4)","v":0},{"$f":"E66","v":0},null,null,null,null,null,-23,0,0,0,0]
[null,"Feuchterückgewinnung","Feuchte",null,{"$f":"IF(E5=\"\",D5,E5)","v":0},{"$f":"E67","v":0},null,null,null,null,null,-22,0,0,0,0]
[null,"Bypass für Regulierung KRG/WRG",null,null,"ja","ja",null,null,null,null,null,-21,0,0,0,0]
[null,"Kälterückgewinnung",null,null,"ja","ja",null,null,null,null,null,-20,0,0,0,0]
[null,"Vereisungsschutz ",null,null,{"$f":"D6","v":0},{"$f":"E70","v":0},null,null,null,null,null,-19,0,0,0,0]
[null,"Grenztemp. Vereisungsschutz.",null,null,{"$f":"E39","v":0},{"$f":"K39","v":0},null,null,null,null,null,-18,0,0,0,0]
["Umluft","Frischluftanteil (für Umluftregulierung, f(Zulufttemperatur))","Minimal",null,{"$f":"IF($G$49=$G$50,1-E35,1)","v":1},{"$f":"IF($G$49=$G$50,1-K35,1)","v":1},null,null,null,null,null,-17,0,0,0,0]
[null,null,"Maximal ",null,{"$f":"IF($G$49=$G$50,1-E34,1)","v":1},{"$f":"IF($G$49=$G$50,1-K34,1)","v":1},null,null,null,null,null,-16,0,0,0,0]
[null,"Umluftregulierung anhand von","Temperatur",null,"Temperatur",{"$f":"E74","v":"Temperatur"},null,null,null,null,null,-15,0,0,0,0]
["Frischluftquelle","Vorkonditionierte Luft von LXX, Aussenluft",null,null,"Aussenluft","Aussenluft",null,null,null,null,null,-14,0,0,0,0]
[null,"Art der Vorkonditionierten Luft",null,null,"Aussenluft","Aussenluft",null,null,null,null,null,-13,0,0,0,0]
["Heizregister","Register ist installiert",null,null,{"$f":"IF(E8=S49,G52,G53)","v":"ja"},{"$f":"E77","v":"ja"},null,null,null,null,null,-12,0,0,0,0]
[null,"Leistungsberechnung bei  °C",null,null,{"$f":"VLOOKUP(Startblatt!C6,Klimadaten!B4:J43,9,FALSE)","v":{"$error":"#N/A"}},{"$f":"E78","v":{"$error":"#N/A"}},null,null,null,null,null,-11,0,0,0,0]
[null,"Installierte Leistung ",null,null,null,null,null,null,null,null,null,-10,0,0,0,0]
["Kälteregister","Kühlung installiert",null,null,{"$f":"IF(E7=T49,G52,G53)","v":"ja"},"ja",null,null,null,null,null,-9,0,0,0,0]
[null,"Leistungsberechnung bei  °C",null,null,30,30,null,null,null,null,null,-8,0,0,0,0]
[null,"Installierte Leistung ",null,null,null,null,null,null,null,null,null,-7,0,0,0,0]
[null,"LK-Register Wassertemperaturen","VL ",null,6,6,null,null,null,null,null,-6,0,0,0,0]
[null,null,"RL ",null,12,12,null,null,null,null,null,-5,0,0,0,0]
["Entfeuchtung","Entfeuchtung installiert",null,null,{"$f":"IF(G49=G50,K4,G52)","v":"nein"},{"$f":"E85","v":"nein"},null,null,null,null,null,-4,0,0,0,0]
[null,"Max. zulässige rel. Raumfeuchtigkeit / berechnete Zuluftfeuchtigkeit Sommer",null,null,{"$f":"IF($G$49=$G$50,E37,0.99)","v":0.99},{"$f":"IF($G$49=$G$50,K37,0.99)","v":0.99},null,null,null,null,null,-3,0,0,0,0]
["Befeuchtung","Art der Befeuchtung",null,null,{"$f":"IF(G49=G50,J5,U56)","v":"keine"},{"$f":"E87","v":"keine"},null,null,null,null,null,-2,0,0,0,0]
[null,"Min. zulässige rel. Raumfeuchtigkeit / berechnete Zuluftfeuchtigkeit Winter",null,null,{"$f":"IF($G$49=$G$50,E36,0.01)","v":0.01},{"$f":"IF($G$49=$G$50,K36,0.01)","v":0.01},null,null,null,null,null,-1,0,0,0,0]
[null,"Kaltwassertemperatur",null,null,10,10,null,null,null,null,null,0,0,0,0,0]
["Raumlast","Feuchtigkeitslast im Raum",null,null,0,0,null,null,null,null,null,1,0,0,0,0]
["Nutzungszone",null,null,null,null,null,null,null,null,null,null,2,0,0,0,0]
[null,"Reglungsart des Volumenstroms",null,null,{"$f":"IF(J6=\"\",Begriffe!B468,J6)","v":"Benutzerdefiniert"},{"$f":"E92","v":"Benutzerdefiniert"},null,null,null,null,null,3,0,0,0,0]
[null,"Raumnutzung",null,null,{"$f":"J7","v":0},{"$f":"E93","v":0},null,null,null,null,null,4,0,0,0,0]
["Betriebszeiten:","Tag 1. bis 5.",null,"Tag 6.",null,"Tag 7.",null,null,null,null,null,5,0,0,0,0]
["IST - Zustand","von","bis","von","bis","von","bis",null,null,null,null,6,0,0,0,0]
["Stufe 1",{"$f":"B21","v":"00:00:00"},{"$f":"C21","v":"00:00:00"},{"$f":"B22","v":"00:00:00"},{"$f":"C22","v":"00:00:00"},{"$f":"B23","v":"00:00:00"},{"$f":"C23","v":"00:00:00"},null,null,null,null,7,0,0,0,0]
[null,{"$f":"D21","v":"00:00:00"},{"$f":"E21","v":"00:00:00"},{"$f":"D22","v":"00:00:00"},{"$f":"E22","v":"00:00:00"},{"$f":"D23","v":"00:00:00"},{"$f":"E23","v":"00:00:00"},null,null,null,null,8,0,0,0,0]
[null,null,null,null,null,null,null,null,null,null,null,9,0,0,0,0]
[null,null,null,null,null,null,null,null,null,null,null,10,0,0,0,0]
["Stufe 2",{"$f":"B25","v":"00:00:00"},{"$f":"C25","v":"00:00:00"},{"$f":"B26","v":"00:00:00"},{"$f":"C26","v":"00:00:00"},{"$f":"B27","v":"00:00:00"},{"$f":"C27","v":"00:00:00"},null,null,null,null,11,0,0,0,0]
[null,{"$f":"D25","v":"00:00:00"},{"$f":"E25","v":"00:00:00"},{"$f":"D26","v":"00:00:00"},{"$f":"E26","v":"00:00:00"},{"$f":"D27","v":"00:00:00"},{"$f":"E27","v":"00:00:00"},null,null,null,null,12,0,0,0,0]
[null,null,null,null,null,null,null,null,null,null,null,13,0,0,0,0]
[null,null,null,null,null,null,null,null,null,null,null,14,0,0,0,0]
["Stufe 3",{"$f":"B29","v":"00:00:00"},{"$f":"C29","v":"00:00:00"},{"$f":"B30","v":"00:00:00"},{"$f":"C30","v":"00:00:00"},{"$f":"B31","v":"00:00:00"},{"$f":"C31","v":"00:00:00"},null,null,null,null,15,0,0,0,0]
[null,{"$f":"D29","v":"00:00:00"},{"$f":"E29","v":"00:00:00"},{"$f":"D30","v":"00:00:00"},{"$f":"E30","v":"00:00:00"},{"$f":"D31","v":"00:00:00"},{"$f":"E31","v":"00:00:00"},null,null,null,null,16,0,0,0,0]
[null,null,null,null,null,null,null,null,null,null,null,17,0,0,0,0]
[null,null,null,null,null,null,null,null,null,null,null,18,0,0,0,0]
["Plausibilitätstest","Status",{"$f":"IF((SUM(C96:C107)-SUM(B96:B107))<1,IF((SUM(C96:C107)-SUM(B96:B107))=0,1,2),0)","v":1},"Status",{"$f":"IF((SUM(E96:E107)-SUM(D96:D107))<1,IF((SUM(E96:E107)-SUM(D96:D107))=0,1,2),0)","v":1},"Status",{"$f":"IF((SUM(G96:G107)-SUM(F96:F107))<1,IF((SUM(G96:G107)-SUM(F96:F107))=0,1,2),0)","v":1},null,null,null,null,19,0,0,0,0]
["Betriebszeiten:",{"$f":"B94","v":"Tag 1. bis 5."},null,{"$f":"D94","v":"Tag 6."},null,{"$f":"F94","v":"Tag 7."},null,null,null,null,null,20,0,0,0,0]
["SOLL-Zustand","von","bis","von","bis","von","bis",null,null,null,null,21,0,0,0,0]
["Stufe 1",{"$f":"H21","v":"00:00:00"},{"$f":"I21","v":"00:00:00"},{"$f":"H22","v":"00:00:00"},{"$f":"I22","v":"00:00:00"},{"$f":"H23","v":"00:00:00"},{"$f":"I23","v":"00:00:00"},null,null,null,null,22,0,0,0,0]
[null,{"$f":"J21","v":"00:00:00"},{"$f":"K21","v":"00:00:00"},{"$f":"J22","v":"00:00:00"},{"$f":"K22","v":"00:00:00"},{"$f":"J23","v":"00:00:00"},{"$f":"K23","v":"00:00:00"},null,null,null,null,23,0,0,0,0]
[null,null,null,null,null,null,null,null,null,null,null,24,0,0,0,0]
[null,null,null,null,null,null,null,null,null,null,null,25,0,0,0,0]
["Stufe 2",{"$f":"H25","v":"00:00:00"},{"$f":"I25","v":"00:00:00"},{"$f":"H26","v":"00:00:00"},{"$f":"I26","v":"00:00:00"},{"$f":"H27","v":"00:00:00"},{"$f":"I27","v":"00:00:00"},null,null,null,null,26,0,0,0,0]
[null,{"$f":"J25","v":"00:00:00"},{"$f":"K25","v":"00:00:00"},{"$f":"J26","v":"00:00:00"},{"$f":"K26","v":"00:00:00"},{"$f":"J27","v":"00:00:00"},{"$f":"K27","v":"00:00:00"},null,null,null,null,27,0,0,0,0]
[null,null,null,null,null,null,null,null,null,null,null,28,0,0,0,0]
[null,null,null,null,null,null,null,null,null,null,null,29,0,0,0,0]
["Stufe 3",{"$f":"H29","v":"00:00:00"},{"$f":"I29","v":"00:00:00"},{"$f":"H30","v":"00:00:00"},{"$f":"I30","v":"00:00:00"},{"$f":"H31","v":"00:00:00"},{"$f":"I31","v":"00:00:00"},null,null,null,null,30,0,0,0,0]
[null,{"$f":"J29","v":"00:00:00"},{"$f":"K29","v":"00:00:00"},{"$f":"J30","v":"00:00:00"},{"$f":"K30","v":"00:00:00"},{"$f":"J31","v":"00:00:00"},{"$f":"K31","v":"00:00:00"},null,null,null,null,31,0,0,0,0]
[null,null,null,null,null,null,null,null,null,null,null,32,0,0,0,0]
[null,null,null,null,null,null,null,null,null,null,null,33,0,0,0,0]
["Plausibilitätstest","Status",{"$f":"IF((SUM(C111:C122)-SUM(B111:B122))<1,IF((SUM(C111:C122)-SUM(B111:B122))=0,1,2),0)","v":1},"Status",{"$f":"IF((SUM(E111:E122)-SUM(D111:D122))<1,IF((SUM(E111:E122)-SUM(D111:D122))=0,1,2),0)","v":1},"Status",{"$f":"IF((SUM(G111:G122)-SUM(F111:F122))<1,IF((SUM(G111:G122)-SUM(F111:F122))=0,1,2),0)","v":1},null,null,null,null,34,0,0,0,0]
["Temperaturkurve","Aussenluft","Zuluft","Raumkonditionen",null,null,null,null,null,null,null,35,0,0,0,0]
["IST - Zustand","tA ","tZUL","tRaum "]
[null,{"$f":"IF($G$49=$G$50,C42,E126)","v":-15},{"$f":"IF($G$49=$G$50,D42,F126)","v":22},{"$f":"IF($G$49=$G$50,E42,G126)","v":24},-15,22,24]
[null,{"$f":"IF($G$49=$G$50,C43,E127)","v":22},22,24,22,22,24]
[null,{"$f":"IF($G$49=$G$50,C44,E128)","v":24},22,26,24,22,26]
[null,{"$f":"IF($G$49=$G$50,C45,E129)","v":30},22,26,30,22,26]
["Temperaturkurve","Aussenluft","Zuluft","Raumkonditionen"]
["SOLL-Zustand","tA ","tZUL","tRaum "]
[null,{"$f":"IF($G$49=$G$50,I42,E126)","v":-15},{"$f":"IF($G$49=$G$50,J42,F126)","v":22},{"$f":"IF($G$49=$G$50,K42,G126)","v":24}]
[null,{"$f":"IF($G$49=$G$50,I43,E127)","v":22},22,24]
[null,{"$f":"IF($G$49=$G$50,I44,E128)","v":24},22,26]
[null,{"$f":"IF($G$49=$G$50,I45,E129)","v":30},22,26]

{"sheet":"L04","index":22,"n_rows":135,"n_cols":24,"rows_kept":135,"cut":false,"hidden":true,"merged":[[87,21,87,22],[0,8,0,9],[0,19,0,20],[3,0,3,1],[3,11,7,21],[4,9,4,10],[5,3,5,4],[5,9,5,10],[6,9,6,10],[78,21,78,26],[79,21,79,22],[79,23,79,24],[79,25,79,26],[85,21,85,22]]}
[{"$f":"Begriffe!B435&\" \"&Lüftung!B24&\" \"&Begriffe!B436","v":"Lüftungsanlage  Detail"},null,null,null,{"$f":"Begriffe!B437","v":"Status"},{"$f":"IF(OR(E7=\"\",E8=\"\",K4=\"\",J5=\"\",J6=\"\",D13=\"\",E13=\"\",D14=\"\",E14=\"\",D15=\"\",E15=\"\",J13=\"\",K13=\"\",J14=\"\",K14=\"\",J15=\"\",E34=\"\",E35=\"\",E36=\"\",E37=\"\",E38=\"\",K34=\"\",K35=\"\",K36=\"\",K37=\"\",K38=\"\",C42=\"\",C43=\"\",C44=\"\",C45=\"\",D42=\"\",D43=\"\",D44=\"\",D45=\"\",E42=\"\",E43=\"\",E44=\"\",E45=\"\",I42=\"\",I43=\"\",I44=\"\",I45=\"\",J42=\"\",J43=\"\",J44=\"\",J45=\"\",K42=\"\",K43=\"\",K44=\"\",K45=\"\",B21=\"\",C21=\"\",H21=\"\",I21=\"\",A4=\"\"),1,0)","v":1},null,{"$f":"Begriffe!B438","v":"Verantwortlicher"},null,null,{"$f":"Einführung!K1","v":"V 1.0.0"},{"$f":"A1","v":"Lüftungsanlage  Detail"},null,null,null,null,null,null,{"$f":"H1","v":"Verantwortlicher"},{"$f":"I1","v":0},null,{"$f":"Einführung!K1","v":"V 1.0.0"}]
[]
[{"$f":"Begriffe!B439","v":"Technische Daten"},null,null,null,null,null,null,null,null,null,null,{"$f":"Begriffe!B498","v":"Hinweise"}]
[null,null,{"$f":"Begriffe!B444","v":"Thermisch"},{"$f":"IFERROR(VLOOKUP(A4,U49:X52,3,FALSE),0)","v":0},null,null,{"$f":"Begriffe!B454","v":"Entfeuchtung"}]
[null,null,{"$f":"Begriffe!B445","v":"Feuchte"},{"$f":"IFERROR(VLOOKUP(A4,U49:X52,4,FALSE),0)","v":0},null,null,{"$f":"Begriffe!B455","v":"Befeuchtung"}]
[{"$f":"Begriffe!B446","v":"Vereisungsschutz "},null,null,null,null,null,{"$f":"Begriffe!B459","v":"Reglungsart des Volumenstroms"}]
[{"$f":"Begriffe!B452","v":"Kälteregister"},null,null,null,null,null,{"$f":"Begriffe!B469","v":"Raumnutzung"}]
[{"$f":"Begriffe!B453","v":"Heizregister"}]
[]
[{"$f":"Begriffe!B470","v":"Bestehend"},null,null,null,null,null,{"$f":"Begriffe!B471","v":"Optimiert"},null,null,null,null,{"$f":"Begriffe!B499","v":"Energieverbrauch und Energiekosten"}]
[]
[{"$f":"Begriffe!B472","v":"Motordaten"},null,null,{"$f":"Begriffe!B474","v":"Zuluft"},{"$f":"Begriffe!B475","v":"Abluft"},null,{"$f":"A12","v":"Motordaten"},null,null,{"$f":"D12","v":"Zuluft"},{"$f":"E12","v":"Abluft"},null,null,{"$f":"Begriffe!B500","v":"Kosten Nutzenergie"}]
[null,{"$f":"Begriffe!B473","v":"Motorenleistung (100%)"},null,null,null,null,null,{"$f":"B13","v":"Motorenleistung (100%)"}]
[null,{"$f":"Begriffe!B476","v":"Effizienzklasse"},null,null,null,null,null,{"$f":"B14","v":"Effizienzklasse"}]
[{"$f":"Begriffe!B477","v":"Volumenstrom"},{"$f":"Begriffe!B478","v":"Stufe 1"},null,null,null,null,{"$f":"A15","v":"Volumenstrom"},{"$f":"B15","v":"Stufe 1"}]
[null,{"$f":"Begriffe!B479","v":"Stufe 2"},null,null,null,null,null,{"$f":"B16","v":"Stufe 2"}]
[null,{"$f":"Begriffe!B480","v":"Stufe 3 (100%)"},null,null,null,null,null,{"$f":"B17","v":"Stufe 3 (100%)"},null,null,null,null,null,null,{"$f":"N30","v":"Luftkühlung"},{"$f":"O51","v":0},{"$f":"Q51","v":0}]
[null,null,null,null,null,null,null,null,null,null,null,null,null,null,{"$f":"N31","v":"Lufterwärmung"},0,0]
[{"$f":"Begriffe!B481","v":"Betriebszeiten"},null,null,null,null,null,{"$f":"A19","v":"Betriebszeiten"},null,null,null,null,null,null,null,{"$f":"N32","v":"Erwärmung Bef."},0,0]
[{"$f":"B15","v":"Stufe 1"},{"$f":"Begriffe!B485","v":"von"},{"$f":"Begriffe!B486","v":"bis"},{"$f":"Begriffe!B485","v":"von"},{"$f":"Begriffe!B486","v":"bis"},null,{"$f":"H15","v":"Stufe 1"},{"$f":"B20","v":"von"},{"$f":"C20","v":"bis"},"von","bis",null,null,null,{"$f":"Begriffe!B505","v":"Kühlung Entf."},0,0]
[{"$f":"Begriffe!B482","v":"Mo.-Fr. "},null,null,null,null,null,{"$f":"A21","v":"Mo.-Fr. "},null,null,null,null,null,null,null,{"$f":"Begriffe!B506","v":"Erwärmung Entf."},0,0]
[{"$f":"Begriffe!B483","v":"Samstag"},null,null,null,null,null,{"$f":"A22","v":"Samstag"},null,null,null,null,null,null,null,{"$f":"Begriffe!B507","v":"Luftumwälzung"},0,0]
[{"$f":"Begriffe!B484","v":"Sonntag"},null,null,null,null,null,{"$f":"A23","v":"Sonntag"},null,null,null,null,null,null,null,{"$f":"Begriffe!B508","v":"Wasser Bef."},{"$f":"O59","v":0},{"$f":"Q59","v":0}]
[{"$f":"B16","v":"Stufe 2"},{"$f":"B20","v":"von"},{"$f":"C20","v":"bis"},"von","bis",null,{"$f":"H16","v":"Stufe 2"},{"$f":"B24","v":"von"},{"$f":"C24","v":"bis"},"von","bis"]
[{"$f":"A21","v":"Mo.-Fr. "},null,null,null,null,null,{"$f":"A25","v":"Mo.-Fr. "}]
[{"$f":"A22","v":"Samstag"},null,null,null,null,null,{"$f":"A26","v":"Samstag"}]
["Sonntag",null,null,null,null,null,{"$f":"A27","v":"Sonntag"}]
[{"$f":"B17","v":"Stufe 3 (100%)"},{"$f":"B24","v":"von"},{"$f":"C24","v":"bis"},"von","bis",null,{"$f":"H17","v":"Stufe 3 (100%)"},{"$f":"B28","v":"von"},{"$f":"C28","v":"bis"},"von","bis"]
[{"$f":"A25","v":"Mo.-Fr. "},null,null,null,null,null,{"$f":"A29","v":"Mo.-Fr. "},null,null,null,null,null,null,{"$f":"Begriffe!B501","v":"Nutzenergieart"},null,{"$f":"Begriffe!B511","v":"Bestehend"},{"$f":"Begriffe!B512","v":"Optimiert"},{"$f":"Begriffe!B513","v":"Einsparung "}]
[{"$f":"A26","v":"Samstag"},null,null,null,null,null,{"$f":"A30","v":"Samstag"},null,null,null,null,null,null,{"$f":"Begriffe!B502","v":"Luftkühlung"},null,{"$f":"N51+N54","v":0},{"$f":"P51+P54","v":0},{"$f":"P30-Q30","v":0},{"$f":"ROUND(O51,-1)+ROUND(O54,-1)-ROUND(Q51,-1)-ROUND(Q54,-1)","v":0},{"$f":"IFERROR(R30/P30,0)","v":0}]
[{"$f":"A27","v":"Sonntag"},null,null,null,null,null,{"$f":"A31","v":"Sonntag"},null,null,null,null,null,null,{"$f":"Begriffe!B503","v":"Lufterwärmung"},null,{"$f":"N52+N55","v":0},{"$f":"P52+P55","v":0},{"$f":"P31-Q31","v":0},{"$f":"ROUND(O52,-1)+ROUND(O55,-1)-ROUND(Q52,-1)-ROUND(Q55,-1)","v":0},{"$f":"IFERROR(R31/P31,0)","v":0}]
[null,null,null,null,null,null,null,null,null,null,null,null,null,{"$f":"Begriffe!B504","v":"Erwärmung Bef."},null,{"$f":"N53","v":0},{"$f":"P53","v":0},{"$f":"P32-Q32","v":0},{"$f":"ROUND(O53,-1)-ROUND(Q53,-1)","v":0},{"$f":"IFERROR(R32/P32,0)","v":0}]
[{"$f":"Begriffe!B487","v":"Parameter"},null,null,null,null,null,{"$f":"A33","v":"Parameter"},null,null,null,null,null,null,{"$f":"Begriffe!B509","v":"Elektrische Energie"},null,{"$f":"N56","v":0},{"$f":"P56","v":0},{"$f":"P33-Q33","v":0},{"$f":"ROUND(O56,-1)-ROUND(Q56,-1)","v":0},{"$f":"IFERROR(R33/P33,0)","v":0}]
[null,null,{"$f":"Begriffe!B488","v":"Min. Umluft"},null,null,null,null,null,{"$f":"C34","v":"Min. Umluft"},null,null,null,null,{"$f":"Begriffe!B510","v":"Total"},null,{"$f":"SUM(P30:P33)","v":0},{"$f":"SUM(Q30:Q33)","v":0},{"$f":"SUM(R30:R33)","v":0},{"$f":"SUM(S30:S33)","v":0},{"$f":"IFERROR(R34/P34,0)","v":0}]
[null,null,{"$f":"Begriffe!B489","v":"Max. Umluft"},null,null,null,null,null,{"$f":"C35","v":"Max. Umluft"}]
[null,null,{"$f":"Begriffe!B490","v":"Min. Raumfeuchte"},null,null,null,null,null,"Min. Raumfeuchte"]
[null,null,{"$f":"Begriffe!B491","v":"Max. Raumfeuchte "},null,null,null,null,null,"Max. Raumfeuchte "]
[null,null,{"$f":"Begriffe!B492","v":"Nachtauskühlung "},null,null,null,null,null,"Nachtauskühlung "]
[null,null,{"$f":"Begriffe!B493","v":"Grenztemp. Vereisungsschutz"},null,null,null,null,null,"Grenztemp. Vereisungsschutz"]
[]
[{"$f":"Begriffe!B494","v":"Temperaturkurve"},null,{"$f":"Begriffe!B495","v":"Aussentemp."},{"$f":"Begriffe!B496","v":"Zulufttemp."},{"$f":"Begriffe!B497","v":"Raumtemp."},null,{"$f":"A41","v":"Temperaturkurve"},null,{"$f":"C41","v":"Aussentemp."},{"$f":"D41","v":"Zulufttemp."},{"$f":"E41","v":"Raumtemp."}]
[]
[]
[]
[]
[]
["Eingabe",null,null,null,null,null,null,null,null,null,null,"Ergebnisse"]
["IST - Zustand",null,null,null,"IST-Zustand","SOLL - Zustand",{"$f":"MID(CELL(\"dateiname\",B1),FIND(\"]\",CELL(\"dateiname\",B1))+1,255)","v":"L04"},null,null,null,null,"Energieverbrauch ",null,"IST",null,"SOLL",null,null,"Heizgruppen","Kältegruppen",null,null,"Thermisch","Feuchte"]
[null,"Luftwechsel","Klimatsierte Fläche",null,2,{"$f":"E49","v":2},{"$f":"VLOOKUP(G48,Lüftung!A6:D15,4,FALSE)","v":"nein"},null,null,null,null,null,null,"Nutzenergie","Kosten","Nutzenergie","Kosten",null,{"$f":"G52","v":"nein"},{"$f":"G52","v":"nein"},{"$f":"Begriffe!B440","v":"keine"},null,0,0]
[null,null,"Durchschnittliche Raumhöhe",null,3,{"$f":"E50","v":3},{"$f":"G53","v":"ja"},null,null,null,null,null,null,"[kWh]","[CHF/a]","[kWh]","[CHF/a]",null,"H01","K01",{"$f":"Begriffe!B441","v":"Kreuzstromwärmeübertrager"},null,0.65,0]
[null,"Art der Lufteinbringung",null,null,"Mischluft","Mischluft",null,null,null,null,null,"Luftkühlung",null,0,0,0,0,null,"H02","K02",{"$f":"Begriffe!B442","v":"Kreisverbundsystem"},null,0.6,0]
[null,"Luftfilterklasse","Vorfilter",null,"0 keinen","0 keinen",{"$f":"Begriffe!B76","v":"nein"},null,null,null,null,"Lufterwärmung",null,0,0,0,0,null,"H03","K03",{"$f":"Begriffe!B443","v":"Rotationswärmeübertrager"},null,0.75,0.6]
[null,null,"Nachfilter",null,"0 keinen","0 keinen",{"$f":"Begriffe!B77","v":"ja"},null,null,null,null,"Erwärmung Bef.",null,0,0,0,0,null,"H04","K04"]
["ZUL-Ventilator","Leistung des ZUL-Ventilators auf Stufe 1",null,null,{"$f":"D13","v":0},{"$f":"J13","v":0},null,null,null,null,null,"Entfeuchtung","Kühlung Entf.",0,0,0,0,null,"H05","K05",{"$f":"'Berechnung LU'!M11","v":"IE3 (< 2016)"}]
[null,"Motor: Energieeffizienzklasse / SFP-Wert ",null,null,{"$f":"IF(D14=\"\",U54,D14)","v":"IE3 (< 2016)"},{"$f":"IF(J14=\"\",U54,J14)","v":"IE3 (< 2016)"},null,null,null,null,null,null,"Erwärmung Entf.",0,0,0,0,null,"H06","K06"]
[null,"Stufe 1: Volumenstrom /Ventilatorleistung",null,null,{"$f":"D15","v":0},{"$f":"J15","v":0},null,null,null,null,null,"Luftumwälzung","Ventilator",0,0,0,0,null,"H07","K07",{"$f":"'Berechnung LU'!S14","v":"keine"}]
[null,"Stufe 2: Volumenstrom /Ventilatorleistung",null,null,{"$f":"D16","v":0},{"$f":"J16","v":0},null,null,null,null,null,"Total Energie",null,0,0,0,0,null,"H08","K08"]
[null,"Stufe 3: Volumenstrom /Ventilatorleistung",null,null,{"$f":"D17","v":0},{"$f":"J17","v":0},null,null,null,null,null,null,null,"Liter/a","[CHF/a]","Liter/a","[CHF/a]",null,"H09","K09"]
["ABL-Ventilator","Leistung des ABL-Ventilators auf Stufe 1",null,null,{"$f":"E13","v":0},{"$f":"K13","v":0},null,null,null,null,null,"Wasser Bef.",null,0,0,0,0,null,"H10","K10"]
[null,"Motor: Energieeffizienzklasse / SFP-Wert ",null,null,{"$f":"IF(E14=\"\",U54,E14)","v":"IE3 (< 2016)"},{"$f":"IF(K14=\"\",U54,K14)","v":"IE3 (< 2016)"},null,null,null,null,null,"Entfeuchtung",null,0,0,0,0]
[null,"Stufe 1: Volumenstrom /Ventilatorleistung",null,null,{"$f":"E15","v":0},{"$f":"K15","v":0},null,null,null,null,null,"Daten für HG","Leistung kW",null,"Daten für KG"]
[null,"Stufe 2: Volumenstrom /Ventilatorleistung",null,null,{"$f":"E16","v":0},{"$f":"K16","v":0},null,null,null,null,null,"Tab","Bestehend","Optimiert","Bestehend","Optimiert"]
[null,"Stufe 3: Volumenstrom /Ventilatorleistung",null,null,{"$f":"E17","v":0},{"$f":"K17","v":0},null,null,null,null,null,"°C","kW","kW","kW","kW"]
["Saisonaler Volumenstrom","Sommerbetrieb ab einer Aussentemperatur von",null,null,0,{"$f":"E64","v":0},null,null,null,null,null,-25,0,0,0,0]
[null,"Volumenstromerhöhung (dV)",null,null,0,0,null,null,null,null,null,-24,0,0,0,0]
["WRG/KRG","Wärmerückgewinnung","Thermisch",null,{"$f":"IF(E4=\"\",D4,E4)","v":0},{"$f":"E66","v":0},null,null,null,null,null,-23,0,0,0,0]
[null,"Feuchterückgewinnung","Feuchte",null,{"$f":"IF(E5=\"\",D5,E5)","v":0},{"$f":"E67","v":0},null,null,null,null,null,-22,0,0,0,0]
[null,"Bypass für Regulierung KRG/WRG",null,null,"ja","ja",null,null,null,null,null,-21,0,0,0,0]
[null,"Kälterückgewinnung",null,null,"ja","ja",null,null,null,null,null,-20,0,0,0,0]
[null,"Vereisungsschutz ",null,null,{"$f":"D6","v":0},{"$f":"E70","v":0},null,null,null,null,null,-19,0,0,0,0]
[null,"Grenztemp. Vereisungsschutz.",null,null,{"$f":"E39","v":0},{"$f":"K39","v":0},null,null,null,null,null,-18,0,0,0,0]
["Umluft","Frischluftanteil (für Umluftregulierung, f(Zulufttemperatur))","Minimal",null,{"$f":"IF($G$49=$G$50,1-E35,1)","v":1},{"$f":"IF($G$49=$G$50,1-K35,1)","v":1},null,null,null,null,null,-17,0,0,0,0]
[null,null,"Maximal ",null,{"$f":"IF($G$49=$G$50,1-E34,1)","v":1},{"$f":"IF($G$49=$G$50,1-K34,1)","v":1},null,null,null,null,null,-16,0,0,0,0]
[null,"Umluftregulierung anhand von","Temperatur",null,"Temperatur",{"$f":"E74","v":"Temperatur"},null,null,null,null,null,-15,0,0,0,0]
["Frischluftquelle","Vorkonditionierte Luft von LXX, Aussenluft",null,null,"Aussenluft","Aussenluft",null,null,null,null,null,-14,0,0,0,0]
[null,"Art der Vorkonditionierten Luft",null,null,"Aussenluft","Aussenluft",null,null,null,null,null,-13,0,0,0,0]
["Heizregister","Register ist installiert",null,null,{"$f":"IF(E8=S49,G52,G53)","v":"ja"},{"$f":"E77","v":"ja"},null,null,null,null,null,-12,0,0,0,0]
[null,"Leistungsberechnung bei  °C",null,null,{"$f":"VLOOKUP(Startblatt!C6,Klimadaten!B4:J43,9,FALSE)","v":{"$error":"#N/A"}},{"$f":"E78","v":{"$error":"#N/A"}},null,null,null,null,null,-11,0,0,0,0]
[null,"Installierte Leistung ",null,null,null,null,null,null,null,null,null,-10,0,0,0,0]
["Kälteregister","Kühlung installiert",null,null,{"$f":"IF(E7=T49,G52,G53)","v":"ja"},"ja",null,null,null,null,null,-9,0,0,0,0]
[null,"Leistungsberechnung bei  °C",null,null,30,30,null,null,null,null,null,-8,0,0,0,0]
[null,"Installierte Leistung ",null,null,null,null,null,null,null,null,null,-7,0,0,0,0]
[null,"LK-Register Wassertemperaturen","VL ",null,6,6,null,null,null,null,null,-6,0,0,0,0]
[null,null,"RL ",null,12,12,null,null,null,null,null,-5,0,0,0,0]
["Entfeuchtung","Entfeuchtung installiert",null,null,{"$f":"IF(G49=G50,K4,G52)","v":"nein"},{"$f":"E85","v":"nein"},null,null,null,null,null,-4,0,0,0,0]
[null,"Max. zulässige rel. Raumfeuchtigkeit / berechnete Zuluftfeuchtigkeit Sommer",null,null,{"$f":"IF($G$49=$G$50,E37,0.99)","v":0.99},{"$f":"IF($G$49=$G$50,K37,0.99)","v":0.99},null,null,null,null,null,-3,0,0,0,0]
["Befeuchtung","Art der Befeuchtung",null,null,{"$f":"IF(G49=G50,J5,U56)","v":"keine"},{"$f":"E87","v":"keine"},null,null,null,null,null,-2,0,0,0,0]
[null,"Min. zulässige rel. Raumfeuchtigkeit / berechnete Zuluftfeuchtigkeit Winter",null,null,{"$f":"IF($G$49=$G$50,E36,0.01)","v":0.01},{"$f":"IF($G$49=$G$50,K36,0.01)","v":0.01},null,null,null,null,null,-1,0,0,0,0]
[null,"Kaltwassertemperatur",null,null,10,10,null,null,null,null,null,0,0,0,0,0]
["Raumlast","Feuchtigkeitslast im Raum",null,null,0,0,null,null,null,null,null,1,0,0,0,0]
["Nutzungszone",null,null,null,null,null,null,null,null,null,null,2,0,0,0,0]
[null,"Reglungsart des Volumenstroms",null,null,{"$f":"IF(J6=\"\",Begriffe!B468,J6)","v":"Benutzerdefiniert"},{"$f":"E92","v":"Benutzerdefiniert"},null,null,null,null,null,3,0,0,0,0]
[null,"Raumnutzung",null,null,{"$f":"J7","v":0},{"$f":"E93","v":0},null,null,null,null,null,4,0,0,0,0]
["Betriebszeiten:","Tag 1. bis 5.",null,"Tag 6.",null,"Tag 7.",null,null,null,null,null,5,0,0,0,0]
["IST - Zustand","von","bis","von","bis","von","bis",null,null,null,null,6,0,0,0,0]
["Stufe 1",{"$f":"B21","v":"00:00:00"},{"$f":"C21","v":"00:00:00"},{"$f":"B22","v":"00:00:00"},{"$f":"C22","v":"00:00:00"},{"$f":"B23","v":"00:00:00"},{"$f":"C23","v":"00:00:00"},null,null,null,null,7,0,0,0,0]
[null,{"$f":"D21","v":"00:00:00"},{"$f":"E21","v":"00:00:00"},{"$f":"D22","v":"00:00:00"},{"$f":"E22","v":"00:00:00"},{"$f":"D23","v":"00:00:00"},{"$f":"E23","v":"00:00:00"},null,null,null,null,8,0,0,0,0]
[null,null,null,null,null,null,null,null,null,null,null,9,0,0,0,0]
[null,null,null,null,null,null,null,null,null,null,null,10,0,0,0,0]
["Stufe 2",{"$f":"B25","v":"00:00:00"},{"$f":"C25","v":"00:00:00"},{"$f":"B26","v":"00:00:00"},{"$f":"C26","v":"00:00:00"},{"$f":"B27","v":"00:00:00"},{"$f":"C27","v":"00:00:00"},null,null,null,null,11,0,0,0,0]
[null,{"$f":"D25","v":"00:00:00"},{"$f":"E25","v":"00:00:00"},{"$f":"D26","v":"00:00:00"},{"$f":"E26","v":"00:00:00"},{"$f":"D27","v":"00:00:00"},{"$f":"E27","v":"00:00:00"},null,null,null,null,12,0,0,0,0]
[null,null,null,null,null,null,null,null,null,null,null,13,0,0,0,0]
[null,null,null,null,null,null,null,null,null,null,null,14,0,0,0,0]
["Stufe 3",{"$f":"B29","v":"00:00:00"},{"$f":"C29","v":"00:00:00"},{"$f":"B30","v":"00:00:00"},{"$f":"C30","v":"00:00:00"},{"$f":"B31","v":"00:00:00"},{"$f":"C31","v":"00:00:00"},null,null,null,null,15,0,0,0,0]
[null,{"$f":"D29","v":"00:00:00"},{"$f":"E29","v":"00:00:00"},{"$f":"D30","v":"00:00:00"},{"$f":"E30","v":"00:00:00"},{"$f":"D31","v":"00:00:00"},{"$f":"E31","v":"00:00:00"},null,null,null,null,16,0,0,0,0]
[null,null,null,null,null,null,null,null,null,null,null,17,0,0,0,0]
[null,null,null,null,null,null,null,null,null,null,null,18,0,0,0,0]
["Plausibilitätstest","Status",{"$f":"IF((SUM(C96:C107)-SUM(B96:B107))<1,IF((SUM(C96:C107)-SUM(B96:B107))=0,1,2),0)","v":1},"Status",{"$f":"IF((SUM(E96:E107)-SUM(D96:D107))<1,IF((SUM(E96:E107)-SUM(D96:D107))=0,1,2),0)","v":1},"Status",{"$f":"IF((SUM(G96:G107)-SUM(F96:F107))<1,IF((SUM(G96:G107)-SUM(F96:F107))=0,1,2),0)","v":1},null,null,null,null,19,0,0,0,0]
["Betriebszeiten:",{"$f":"B94","v":"Tag 1. bis 5."},null,{"$f":"D94","v":"Tag 6."},null,{"$f":"F94","v":"Tag 7."},null,null,null,null,null,20,0,0,0,0]
["SOLL-Zustand","von","bis","von","bis","von","bis",null,null,null,null,21,0,0,0,0]
["Stufe 1",{"$f":"H21","v":"00:00:00"},{"$f":"I21","v":"00:00:00"},{"$f":"H22","v":"00:00:00"},{"$f":"I22","v":"00:00:00"},{"$f":"H23","v":"00:00:00"},{"$f":"I23","v":"00:00:00"},null,null,null,null,22,0,0,0,0]
[null,{"$f":"J21","v":"00:00:00"},{"$f":"K21","v":"00:00:00"},{"$f":"J22","v":"00:00:00"},{"$f":"K22","v":"00:00:00"},{"$f":"J23","v":"00:00:00"},{"$f":"K23","v":"00:00:00"},null,null,null,null,23,0,0,0,0]
[null,null,null,null,null,null,null,null,null,null,null,24,0,0,0,0]
[null,null,null,null,null,null,null,null,null,null,null,25,0,0,0,0]
["Stufe 2",{"$f":"H25","v":"00:00:00"},{"$f":"I25","v":"00:00:00"},{"$f":"H26","v":"00:00:00"},{"$f":"I26","v":"00:00:00"},{"$f":"H27","v":"00:00:00"},{"$f":"I27","v":"00:00:00"},null,null,null,null,26,0,0,0,0]
[null,{"$f":"J25","v":"00:00:00"},{"$f":"K25","v":"00:00:00"},{"$f":"J26","v":"00:00:00"},{"$f":"K26","v":"00:00:00"},{"$f":"J27","v":"00:00:00"},{"$f":"K27","v":"00:00:00"},null,null,null,null,27,0,0,0,0]
[null,null,null,null,null,null,null,null,null,null,null,28,0,0,0,0]
[null,null,null,null,null,null,null,null,null,null,null,29,0,0,0,0]
["Stufe 3",{"$f":"H29","v":"00:00:00"},{"$f":"I29","v":"00:00:00"},{"$f":"H30","v":"00:00:00"},{"$f":"I30","v":"00:00:00"},{"$f":"H31","v":"00:00:00"},{"$f":"I31","v":"00:00:00"},null,null,null,null,30,0,0,0,0]
[null,{"$f":"J29","v":"00:00:00"},{"$f":"K29","v":"00:00:00"},{"$f":"J30","v":"00:00:00"},{"$f":"K30","v":"00:00:00"},{"$f":"J31","v":"00:00:00"},{"$f":"K31","v":"00:00:00"},null,null,null,null,31,0,0,0,0]
[null,null,null,null,null,null,null,null,null,null,null,32,0,0,0,0]
[null,null,null,null,null,null,null,null,null,null,null,33,0,0,0,0]
["Plausibilitätstest","Status",{"$f":"IF((SUM(C111:C122)-SUM(B111:B122))<1,IF((SUM(C111:C122)-SUM(B111:B122))=0,1,2),0)","v":1},"Status",{"$f":"IF((SUM(E111:E122)-SUM(D111:D122))<1,IF((SUM(E111:E122)-SUM(D111:D122))=0,1,2),0)","v":1},"Status",{"$f":"IF((SUM(G111:G122)-SUM(F111:F122))<1,IF((SUM(G111:G122)-SUM(F111:F122))=0,1,2),0)","v":1},null,null,null,null,34,0,0,0,0]
["Temperaturkurve","Aussenluft","Zuluft","Raumkonditionen",null,null,null,null,null,null,null,35,0,0,0,0]
["IST - Zustand","tA ","tZUL","tRaum "]
[null,{"$f":"IF($G$49=$G$50,C42,E126)","v":-15},{"$f":"IF($G$49=$G$50,D42,F126)","v":22},{"$f":"IF($G$49=$G$50,E42,G126)","v":24},-15,22,24]
[null,{"$f":"IF($G$49=$G$50,C43,E127)","v":22},22,24,22,22,24]
[null,{"$f":"IF($G$49=$G$50,C44,E128)","v":24},22,26,24,22,26]
[null,{"$f":"IF($G$49=$G$50,C45,E129)","v":30},22,26,30,22,26]
["Temperaturkurve","Aussenluft","Zuluft","Raumkonditionen"]
["SOLL-Zustand","tA ","tZUL","tRaum "]
[null,{"$f":"IF($G$49=$G$50,I42,E126)","v":-15},{"$f":"IF($G$49=$G$50,J42,F126)","v":22},{"$f":"IF($G$49=$G$50,K42,G126)","v":24}]
[null,{"$f":"IF($G$49=$G$50,I43,E127)","v":22},22,24]
[null,{"$f":"IF($G$49=$G$50,I44,E128)","v":24},22,26]
[null,{"$f":"IF($G$49=$G$50,I45,E129)","v":30},22,26]

{"sheet":"L05","index":23,"n_rows":135,"n_cols":24,"rows_kept":135,"cut":false,"hidden":true,"merged":[[87,21,87,22],[0,8,0,9],[0,19,0,20],[3,0,3,1],[3,11,7,21],[4,9,4,10],[5,3,5,4],[5,9,5,10],[6,9,6,10],[78,21,78,26],[79,21,79,22],[79,23,79,24],[79,25,79,26],[85,21,85,22]]}
[{"$f":"Begriffe!B435&\" \"&Lüftung!B25&\" \"&Begriffe!B436","v":"Lüftungsanlage  Detail"},null,null,null,{"$f":"Begriffe!B437","v":"Status"},{"$f":"IF(OR(E7=\"\",E8=\"\",K4=\"\",J5=\"\",J6=\"\",D13=\"\",E13=\"\",D14=\"\",E14=\"\",D15=\"\",E15=\"\",J13=\"\",K13=\"\",J14=\"\",K14=\"\",J15=\"\",E34=\"\",E35=\"\",E36=\"\",E37=\"\",E38=\"\",K34=\"\",K35=\"\",K36=\"\",K37=\"\",K38=\"\",C42=\"\",C43=\"\",C44=\"\",C45=\"\",D42=\"\",D43=\"\",D44=\"\",D45=\"\",E42=\"\",E43=\"\",E44=\"\",E45=\"\",I42=\"\",I43=\"\",I44=\"\",I45=\"\",J42=\"\",J43=\"\",J44=\"\",J45=\"\",K42=\"\",K43=\"\",K44=\"\",K45=\"\",B21=\"\",C21=\"\",H21=\"\",I21=\"\",A4=\"\"),1,0)","v":1},null,{"$f":"Begriffe!B438","v":"Verantwortlicher"},null,null,{"$f":"Einführung!K1","v":"V 1.0.0"},{"$f":"A1","v":"Lüftungsanlage  Detail"},null,null,null,null,null,null,{"$f":"H1","v":"Verantwortlicher"},{"$f":"I1","v":0},null,{"$f":"Einführung!K1","v":"V 1.0.0"}]
[]
[{"$f":"Begriffe!B439","v":"Technische Daten"},null,null,null,null,null,null,null,null,null,null,{"$f":"Begriffe!B498","v":"Hinweise"}]
[null,null,{"$f":"Begriffe!B444","v":"Thermisch"},{"$f":"IFERROR(VLOOKUP(A4,U49:X52,3,FALSE),0)","v":0},null,null,{"$f":"Begriffe!B454","v":"Entfeuchtung"}]
[null,null,{"$f":"Begriffe!B445","v":"Feuchte"},{"$f":"IFERROR(VLOOKUP(A4,U49:X52,4,FALSE),0)","v":0},null,null,{"$f":"Begriffe!B455","v":"Befeuchtung"}]
[{"$f":"Begriffe!B446","v":"Vereisungsschutz "},null,null,null,null,null,{"$f":"Begriffe!B459","v":"Reglungsart des Volumenstroms"}]
[{"$f":"Begriffe!B452","v":"Kälteregister"},null,null,null,null,null,{"$f":"Begriffe!B469","v":"Raumnutzung"}]
[{"$f":"Begriffe!B453","v":"Heizregister"}]
[]
[{"$f":"Begriffe!B470","v":"Bestehend"},null,null,null,null,null,{"$f":"Begriffe!B471","v":"Optimiert"},null,null,null,null,{"$f":"Begriffe!B499","v":"Energieverbrauch und Energiekosten"}]
[]
[{"$f":"Begriffe!B472","v":"Motordaten"},null,null,{"$f":"Begriffe!B474","v":"Zuluft"},{"$f":"Begriffe!B475","v":"Abluft"},null,{"$f":"A12","v":"Motordaten"},null,null,{"$f":"D12","v":"Zuluft"},{"$f":"E12","v":"Abluft"},null,null,{"$f":"Begriffe!B500","v":"Kosten Nutzenergie"}]
[null,{"$f":"Begriffe!B473","v":"Motorenleistung (100%)"},null,null,null,null,null,{"$f":"B13","v":"Motorenleistung (100%)"}]
[null,{"$f":"Begriffe!B476","v":"Effizienzklasse"},null,null,null,null,null,{"$f":"B14","v":"Effizienzklasse"}]
[{"$f":"Begriffe!B477","v":"Volumenstrom"},{"$f":"Begriffe!B478","v":"Stufe 1"},null,null,null,null,{"$f":"A15","v":"Volumenstrom"},{"$f":"B15","v":"Stufe 1"}]
[null,{"$f":"Begriffe!B479","v":"Stufe 2"},null,null,null,null,null,{"$f":"B16","v":"Stufe 2"}]
[null,{"$f":"Begriffe!B480","v":"Stufe 3 (100%)"},null,null,null,null,null,{"$f":"B17","v":"Stufe 3 (100%)"},null,null,null,null,null,null,{"$f":"N30","v":"Luftkühlung"},{"$f":"O51","v":0},{"$f":"Q51","v":0}]
[null,null,null,null,null,null,null,null,null,null,null,null,null,null,{"$f":"N31","v":"Lufterwärmung"},0,0]
[{"$f":"Begriffe!B481","v":"Betriebszeiten"},null,null,null,null,null,{"$f":"A19","v":"Betriebszeiten"},null,null,null,null,null,null,null,{"$f":"N32","v":"Erwärmung Bef."},0,0]
[{"$f":"B15","v":"Stufe 1"},{"$f":"Begriffe!B485","v":"von"},{"$f":"Begriffe!B486","v":"bis"},{"$f":"Begriffe!B485","v":"von"},{"$f":"Begriffe!B486","v":"bis"},null,{"$f":"H15","v":"Stufe 1"},{"$f":"B20","v":"von"},{"$f":"C20","v":"bis"},"von","bis",null,null,null,{"$f":"Begriffe!B505","v":"Kühlung Entf."},0,0]
[{"$f":"Begriffe!B482","v":"Mo.-Fr. "},null,null,null,null,null,{"$f":"A21","v":"Mo.-Fr. "},null,null,null,null,null,null,null,{"$f":"Begriffe!B506","v":"Erwärmung Entf."},0,0]
[{"$f":"Begriffe!B483","v":"Samstag"},null,null,null,null,null,{"$f":"A22","v":"Samstag"},null,null,null,null,null,null,null,{"$f":"Begriffe!B507","v":"Luftumwälzung"},0,0]
[{"$f":"Begriffe!B484","v":"Sonntag"},null,null,null,null,null,{"$f":"A23","v":"Sonntag"},null,null,null,null,null,null,null,{"$f":"Begriffe!B508","v":"Wasser Bef."},{"$f":"O59","v":0},{"$f":"Q59","v":0}]
[{"$f":"B16","v":"Stufe 2"},{"$f":"B20","v":"von"},{"$f":"C20","v":"bis"},"von","bis",null,{"$f":"H16","v":"Stufe 2"},{"$f":"B24","v":"von"},{"$f":"C24","v":"bis"},"von","bis"]
[{"$f":"A21","v":"Mo.-Fr. "},null,null,null,null,null,{"$f":"A25","v":"Mo.-Fr. "}]
[{"$f":"A22","v":"Samstag"},null,null,null,null,null,{"$f":"A26","v":"Samstag"}]
["Sonntag",null,null,null,null,null,{"$f":"A27","v":"Sonntag"}]
[{"$f":"B17","v":"Stufe 3 (100%)"},{"$f":"B24","v":"von"},{"$f":"C24","v":"bis"},"von","bis",null,{"$f":"H17","v":"Stufe 3 (100%)"},{"$f":"B28","v":"von"},{"$f":"C28","v":"bis"},"von","bis"]
[{"$f":"A25","v":"Mo.-Fr. "},null,null,null,null,null,{"$f":"A29","v":"Mo.-Fr. "},null,null,null,null,null,null,{"$f":"Begriffe!B501","v":"Nutzenergieart"},null,{"$f":"Begriffe!B511","v":"Bestehend"},{"$f":"Begriffe!B512","v":"Optimiert"},{"$f":"Begriffe!B513","v":"Einsparung "}]
[{"$f":"A26","v":"Samstag"},null,null,null,null,null,{"$f":"A30","v":"Samstag"},null,null,null,null,null,null,{"$f":"Begriffe!B502","v":"Luftkühlung"},null,{"$f":"N51+N54","v":0},{"$f":"P51+P54","v":0},{"$f":"P30-Q30","v":0},{"$f":"ROUND(O51,-1)+ROUND(O54,-1)-ROUND(Q51,-1)-ROUND(Q54,-1)","v":0},{"$f":"IFERROR(R30/P30,0)","v":0}]
[{"$f":"A27","v":"Sonntag"},null,null,null,null,null,{"$f":"A31","v":"Sonntag"},null,null,null,null,null,null,{"$f":"Begriffe!B503","v":"Lufterwärmung"},null,{"$f":"N52+N55","v":0},{"$f":"P52+P55","v":0},{"$f":"P31-Q31","v":0},{"$f":"ROUND(O52,-1)+ROUND(O55,-1)-ROUND(Q52,-1)-ROUND(Q55,-1)","v":0},{"$f":"IFERROR(R31/P31,0)","v":0}]
[null,null,null,null,null,null,null,null,null,null,null,null,null,{"$f":"Begriffe!B504","v":"Erwärmung Bef."},null,{"$f":"N53","v":0},{"$f":"P53","v":0},{"$f":"P32-Q32","v":0},{"$f":"ROUND(O53,-1)-ROUND(Q53,-1)","v":0},{"$f":"IFERROR(R32/P32,0)","v":0}]
[{"$f":"Begriffe!B487","v":"Parameter"},null,null,null,null,null,{"$f":"A33","v":"Parameter"},null,null,null,null,null,null,{"$f":"Begriffe!B509","v":"Elektrische Energie"},null,{"$f":"N56","v":0},{"$f":"P56","v":0},{"$f":"P33-Q33","v":0},{"$f":"ROUND(O56,-1)-ROUND(Q56,-1)","v":0},{"$f":"IFERROR(R33/P33,0)","v":0}]
[null,null,{"$f":"Begriffe!B488","v":"Min. Umluft"},null,null,null,null,null,{"$f":"C34","v":"Min. Umluft"},null,null,null,null,{"$f":"Begriffe!B510","v":"Total"},null,{"$f":"SUM(P30:P33)","v":0},{"$f":"SUM(Q30:Q33)","v":0},{"$f":"SUM(R30:R33)","v":0},{"$f":"SUM(S30:S33)","v":0},{"$f":"IFERROR(R34/P34,0)","v":0}]
[null,null,{"$f":"Begriffe!B489","v":"Max. Umluft"},null,null,null,null,null,{"$f":"C35","v":"Max. Umluft"}]
[null,null,{"$f":"Begriffe!B490","v":"Min. Raumfeuchte"},null,null,null,null,null,"Min. Raumfeuchte"]
[null,null,{"$f":"Begriffe!B491","v":"Max. Raumfeuchte "},null,null,null,null,null,"Max. Raumfeuchte "]
[null,null,{"$f":"Begriffe!B492","v":"Nachtauskühlung "},null,null,null,null,null,"Nachtauskühlung "]
[null,null,{"$f":"Begriffe!B493","v":"Grenztemp. Vereisungsschutz"},null,null,null,null,null,"Grenztemp. Vereisungsschutz"]
[]
[{"$f":"Begriffe!B494","v":"Temperaturkurve"},null,{"$f":"Begriffe!B495","v":"Aussentemp."},{"$f":"Begriffe!B496","v":"Zulufttemp."},{"$f":"Begriffe!B497","v":"Raumtemp."},null,{"$f":"A41","v":"Temperaturkurve"},null,{"$f":"C41","v":"Aussentemp."},{"$f":"D41","v":"Zulufttemp."},{"$f":"E41","v":"Raumtemp."}]
[]
[]
[]
[]
[]
["Eingabe",null,null,null,null,null,null,null,null,null,null,"Ergebnisse"]
["IST - Zustand",null,null,null,"IST-Zustand","SOLL - Zustand",{"$f":"MID(CELL(\"dateiname\",B1),FIND(\"]\",CELL(\"dateiname\",B1))+1,255)","v":"L05"},null,null,null,null,"Energieverbrauch ",null,"IST",null,"SOLL",null,null,"Heizgruppen","Kältegruppen",null,null,"Thermisch","Feuchte"]
[null,"Luftwechsel","Klimatsierte Fläche",null,2,{"$f":"E49","v":2},{"$f":"VLOOKUP(G48,Lüftung!A6:D15,4,FALSE)","v":"nein"},null,null,null,null,null,null,"Nutzenergie","Kosten","Nutzenergie","Kosten",null,{"$f":"G52","v":"nein"},{"$f":"G52","v":"nein"},{"$f":"Begriffe!B440","v":"keine"},null,0,0]
[null,null,"Durchschnittliche Raumhöhe",null,3,{"$f":"E50","v":3},{"$f":"G53","v":"ja"},null,null,null,null,null,null,"[kWh]","[CHF/a]","[kWh]","[CHF/a]",null,"H01","K01",{"$f":"Begriffe!B441","v":"Kreuzstromwärmeübertrager"},null,0.65,0]
[null,"Art der Lufteinbringung",null,null,"Mischluft","Mischluft",null,null,null,null,null,"Luftkühlung",null,0,0,0,0,null,"H02","K02",{"$f":"Begriffe!B442","v":"Kreisverbundsystem"},null,0.6,0]
[null,"Luftfilterklasse","Vorfilter",null,"0 keinen","0 keinen",{"$f":"Begriffe!B76","v":"nein"},null,null,null,null,"Lufterwärmung",null,0,0,0,0,null,"H03","K03",{"$f":"Begriffe!B443","v":"Rotationswärmeübertrager"},null,0.75,0.6]
[null,null,"Nachfilter",null,"0 keinen","0 keinen",{"$f":"Begriffe!B77","v":"ja"},null,null,null,null,"Erwärmung Bef.",null,0,0,0,0,null,"H04","K04"]
["ZUL-Ventilator","Leistung des ZUL-Ventilators auf Stufe 1",null,null,{"$f":"D13","v":0},{"$f":"J13","v":0},null,null,null,null,null,"Entfeuchtung","Kühlung Entf.",0,0,0,0,null,"H05","K05",{"$f":"'Berechnung LU'!M11","v":"IE3 (< 2016)"}]
[null,"Motor: Energieeffizienzklasse / SFP-Wert ",null,null,{"$f":"IF(D14=\"\",U54,D14)","v":"IE3 (< 2016)"},{"$f":"IF(J14=\"\",U54,J14)","v":"IE3 (< 2016)"},null,null,null,null,null,null,"Erwärmung Entf.",0,0,0,0,null,"H06","K06"]
[null,"Stufe 1: Volumenstrom /Ventilatorleistung",null,null,{"$f":"D15","v":0},{"$f":"J15","v":0},null,null,null,null,null,"Luftumwälzung","Ventilator",0,0,0,0,null,"H07","K07",{"$f":"'Berechnung LU'!S14","v":"keine"}]
[null,"Stufe 2: Volumenstrom /Ventilatorleistung",null,null,{"$f":"D16","v":0},{"$f":"J16","v":0},null,null,null,null,null,"Total Energie",null,0,0,0,0,null,"H08","K08"]
[null,"Stufe 3: Volumenstrom /Ventilatorleistung",null,null,{"$f":"D17","v":0},{"$f":"J17","v":0},null,null,null,null,null,null,null,"Liter/a","[CHF/a]","Liter/a","[CHF/a]",null,"H09","K09"]
["ABL-Ventilator","Leistung des ABL-Ventilators auf Stufe 1",null,null,{"$f":"E13","v":0},{"$f":"K13","v":0},null,null,null,null,null,"Wasser Bef.",null,0,0,0,0,null,"H10","K10"]
[null,"Motor: Energieeffizienzklasse / SFP-Wert ",null,null,{"$f":"IF(E14=\"\",U54,E14)","v":"IE3 (< 2016)"},{"$f":"IF(K14=\"\",U54,K14)","v":"IE3 (< 2016)"},null,null,null,null,null,"Entfeuchtung",null,0,0,0,0]
[null,"Stufe 1: Volumenstrom /Ventilatorleistung",null,null,{"$f":"E15","v":0},{"$f":"K15","v":0},null,null,null,null,null,"Daten für HG","Leistung kW",null,"Daten für KG"]
[null,"Stufe 2: Volumenstrom /Ventilatorleistung",null,null,{"$f":"E16","v":0},{"$f":"K16","v":0},null,null,null,null,null,"Tab","Bestehend","Optimiert","Bestehend","Optimiert"]
[null,"Stufe 3: Volumenstrom /Ventilatorleistung",null,null,{"$f":"E17","v":0},{"$f":"K17","v":0},null,null,null,null,null,"°C","kW","kW","kW","kW"]
["Saisonaler Volumenstrom","Sommerbetrieb ab einer Aussentemperatur von",null,null,0,{"$f":"E64","v":0},null,null,null,null,null,-25,0,0,0,0]
[null,"Volumenstromerhöhung (dV)",null,null,0,0,null,null,null,null,null,-24,0,0,0,0]
["WRG/KRG","Wärmerückgewinnung","Thermisch",null,{"$f":"IF(E4=\"\",D4,E4)","v":0},{"$f":"E66","v":0},null,null,null,null,null,-23,0,0,0,0]
[null,"Feuchterückgewinnung","Feuchte",null,{"$f":"IF(E5=\"\",D5,E5)","v":0},{"$f":"E67","v":0},null,null,null,null,null,-22,0,0,0,0]
[null,"Bypass für Regulierung KRG/WRG",null,null,"ja","ja",null,null,null,null,null,-21,0,0,0,0]
[null,"Kälterückgewinnung",null,null,"ja","ja",null,null,null,null,null,-20,0,0,0,0]
[null,"Vereisungsschutz ",null,null,{"$f":"D6","v":0},{"$f":"E70","v":0},null,null,null,null,null,-19,0,0,0,0]
[null,"Grenztemp. Vereisungsschutz.",null,null,{"$f":"E39","v":0},{"$f":"K39","v":0},null,null,null,null,null,-18,0,0,0,0]
["Umluft","Frischluftanteil (für Umluftregulierung, f(Zulufttemperatur))","Minimal",null,{"$f":"IF($G$49=$G$50,1-E35,1)","v":1},{"$f":"IF($G$49=$G$50,1-K35,1)","v":1},null,null,null,null,null,-17,0,0,0,0]
[null,null,"Maximal ",null,{"$f":"IF($G$49=$G$50,1-E34,1)","v":1},{"$f":"IF($G$49=$G$50,1-K34,1)","v":1},null,null,null,null,null,-16,0,0,0,0]
[null,"Umluftregulierung anhand von","Temperatur",null,"Temperatur",{"$f":"E74","v":"Temperatur"},null,null,null,null,null,-15,0,0,0,0]
["Frischluftquelle","Vorkonditionierte Luft von LXX, Aussenluft",null,null,"Aussenluft","Aussenluft",null,null,null,null,null,-14,0,0,0,0]
[null,"Art der Vorkonditionierten Luft",null,null,"Aussenluft","Aussenluft",null,null,null,null,null,-13,0,0,0,0]
["Heizregister","Register ist installiert",null,null,{"$f":"IF(E8=S49,G52,G53)","v":"ja"},{"$f":"E77","v":"ja"},null,null,null,null,null,-12,0,0,0,0]
[null,"Leistungsberechnung bei  °C",null,null,{"$f":"VLOOKUP(Startblatt!C6,Klimadaten!B4:J43,9,FALSE)","v":{"$error":"#N/A"}},{"$f":"E78","v":{"$error":"#N/A"}},null,null,null,null,null,-11,0,0,0,0]
[null,"Installierte Leistung ",null,null,null,null,null,null,null,null,null,-10,0,0,0,0]
["Kälteregister","Kühlung installiert",null,null,{"$f":"IF(E7=T49,G52,G53)","v":"ja"},"ja",null,null,null,null,null,-9,0,0,0,0]
[null,"Leistungsberechnung bei  °C",null,null,30,30,null,null,null,null,null,-8,0,0,0,0]
[null,"Installierte Leistung ",null,null,null,null,null,null,null,null,null,-7,0,0,0,0]
[null,"LK-Register Wassertemperaturen","VL ",null,6,6,null,null,null,null,null,-6,0,0,0,0]
[null,null,"RL ",null,12,12,null,null,null,null,null,-5,0,0,0,0]
["Entfeuchtung","Entfeuchtung installiert",null,null,{"$f":"IF(G49=G50,K4,G52)","v":"nein"},{"$f":"E85","v":"nein"},null,null,null,null,null,-4,0,0,0,0]
[null,"Max. zulässige rel. Raumfeuchtigkeit / berechnete Zuluftfeuchtigkeit Sommer",null,null,{"$f":"IF($G$49=$G$50,E37,0.99)","v":0.99},{"$f":"IF($G$49=$G$50,K37,0.99)","v":0.99},null,null,null,null,null,-3,0,0,0,0]
["Befeuchtung","Art der Befeuchtung",null,null,{"$f":"IF(G49=G50,J5,U56)","v":"keine"},{"$f":"E87","v":"keine"},null,null,null,null,null,-2,0,0,0,0]
[null,"Min. zulässige rel. Raumfeuchtigkeit / berechnete Zuluftfeuchtigkeit Winter",null,null,{"$f":"IF($G$49=$G$50,E36,0.01)","v":0.01},{"$f":"IF($G$49=$G$50,K36,0.01)","v":0.01},null,null,null,null,null,-1,0,0,0,0]
[null,"Kaltwassertemperatur",null,null,10,10,null,null,null,null,null,0,0,0,0,0]
["Raumlast","Feuchtigkeitslast im Raum",null,null,0,0,null,null,null,null,null,1,0,0,0,0]
["Nutzungszone",null,null,null,null,null,null,null,null,null,null,2,0,0,0,0]
[null,"Reglungsart des Volumenstroms",null,null,{"$f":"IF(J6=\"\",Begriffe!B468,J6)","v":"Benutzerdefiniert"},{"$f":"E92","v":"Benutzerdefiniert"},null,null,null,null,null,3,0,0,0,0]
[null,"Raumnutzung",null,null,{"$f":"J7","v":0},{"$f":"E93","v":0},null,null,null,null,null,4,0,0,0,0]
["Betriebszeiten:","Tag 1. bis 5.",null,"Tag 6.",null,"Tag 7.",null,null,null,null,null,5,0,0,0,0]
["IST - Zustand","von","bis","von","bis","von","bis",null,null,null,null,6,0,0,0,0]
["Stufe 1",{"$f":"B21","v":"00:00:00"},{"$f":"C21","v":"00:00:00"},{"$f":"B22","v":"00:00:00"},{"$f":"C22","v":"00:00:00"},{"$f":"B23","v":"00:00:00"},{"$f":"C23","v":"00:00:00"},null,null,null,null,7,0,0,0,0]
[null,{"$f":"D21","v":"00:00:00"},{"$f":"E21","v":"00:00:00"},{"$f":"D22","v":"00:00:00"},{"$f":"E22","v":"00:00:00"},{"$f":"D23","v":"00:00:00"},{"$f":"E23","v":"00:00:00"},null,null,null,null,8,0,0,0,0]
[null,null,null,null,null,null,null,null,null,null,null,9,0,0,0,0]
[null,null,null,null,null,null,null,null,null,null,null,10,0,0,0,0]
["Stufe 2",{"$f":"B25","v":"00:00:00"},{"$f":"C25","v":"00:00:00"},{"$f":"B26","v":"00:00:00"},{"$f":"C26","v":"00:00:00"},{"$f":"B27","v":"00:00:00"},{"$f":"C27","v":"00:00:00"},null,null,null,null,11,0,0,0,0]
[null,{"$f":"D25","v":"00:00:00"},{"$f":"E25","v":"00:00:00"},{"$f":"D26","v":"00:00:00"},{"$f":"E26","v":"00:00:00"},{"$f":"D27","v":"00:00:00"},{"$f":"E27","v":"00:00:00"},null,null,null,null,12,0,0,0,0]
[null,null,null,null,null,null,null,null,null,null,null,13,0,0,0,0]
[null,null,null,null,null,null,null,null,null,null,null,14,0,0,0,0]
["Stufe 3",{"$f":"B29","v":"00:00:00"},{"$f":"C29","v":"00:00:00"},{"$f":"B30","v":"00:00:00"},{"$f":"C30","v":"00:00:00"},{"$f":"B31","v":"00:00:00"},{"$f":"C31","v":"00:00:00"},null,null,null,null,15,0,0,0,0]
[null,{"$f":"D29","v":"00:00:00"},{"$f":"E29","v":"00:00:00"},{"$f":"D30","v":"00:00:00"},{"$f":"E30","v":"00:00:00"},{"$f":"D31","v":"00:00:00"},{"$f":"E31","v":"00:00:00"},null,null,null,null,16,0,0,0,0]
[null,null,null,null,null,null,null,null,null,null,null,17,0,0,0,0]
[null,null,null,null,null,null,null,null,null,null,null,18,0,0,0,0]
["Plausibilitätstest","Status",{"$f":"IF((SUM(C96:C107)-SUM(B96:B107))<1,IF((SUM(C96:C107)-SUM(B96:B107))=0,1,2),0)","v":1},"Status",{"$f":"IF((SUM(E96:E107)-SUM(D96:D107))<1,IF((SUM(E96:E107)-SUM(D96:D107))=0,1,2),0)","v":1},"Status",{"$f":"IF((SUM(G96:G107)-SUM(F96:F107))<1,IF((SUM(G96:G107)-SUM(F96:F107))=0,1,2),0)","v":1},null,null,null,null,19,0,0,0,0]
["Betriebszeiten:",{"$f":"B94","v":"Tag 1. bis 5."},null,{"$f":"D94","v":"Tag 6."},null,{"$f":"F94","v":"Tag 7."},null,null,null,null,null,20,0,0,0,0]
["SOLL-Zustand","von","bis","von","bis","von","bis",null,null,null,null,21,0,0,0,0]
["Stufe 1",{"$f":"H21","v":"00:00:00"},{"$f":"I21","v":"00:00:00"},{"$f":"H22","v":"00:00:00"},{"$f":"I22","v":"00:00:00"},{"$f":"H23","v":"00:00:00"},{"$f":"I23","v":"00:00:00"},null,null,null,null,22,0,0,0,0]
[null,{"$f":"J21","v":"00:00:00"},{"$f":"K21","v":"00:00:00"},{"$f":"J22","v":"00:00:00"},{"$f":"K22","v":"00:00:00"},{"$f":"J23","v":"00:00:00"},{"$f":"K23","v":"00:00:00"},null,null,null,null,23,0,0,0,0]
[null,null,null,null,null,null,null,null,null,null,null,24,0,0,0,0]
[null,null,null,null,null,null,null,null,null,null,null,25,0,0,0,0]
["Stufe 2",{"$f":"H25","v":"00:00:00"},{"$f":"I25","v":"00:00:00"},{"$f":"H26","v":"00:00:00"},{"$f":"I26","v":"00:00:00"},{"$f":"H27","v":"00:00:00"},{"$f":"I27","v":"00:00:00"},null,null,null,null,26,0,0,0,0]
[null,{"$f":"J25","v":"00:00:00"},{"$f":"K25","v":"00:00:00"},{"$f":"J26","v":"00:00:00"},{"$f":"K26","v":"00:00:00"},{"$f":"J27","v":"00:00:00"},{"$f":"K27","v":"00:00:00"},null,null,null,null,27,0,0,0,0]
[null,null,null,null,null,null,null,null,null,null,null,28,0,0,0,0]
[null,null,null,null,null,null,null,null,null,null,null,29,0,0,0,0]
["Stufe 3",{"$f":"H29","v":"00:00:00"},{"$f":"I29","v":"00:00:00"},{"$f":"H30","v":"00:00:00"},{"$f":"I30","v":"00:00:00"},{"$f":"H31","v":"00:00:00"},{"$f":"I31","v":"00:00:00"},null,null,null,null,30,0,0,0,0]
[null,{"$f":"J29","v":"00:00:00"},{"$f":"K29","v":"00:00:00"},{"$f":"J30","v":"00:00:00"},{"$f":"K30","v":"00:00:00"},{"$f":"J31","v":"00:00:00"},{"$f":"K31","v":"00:00:00"},null,null,null,null,31,0,0,0,0]
[null,null,null,null,null,null,null,null,null,null,null,32,0,0,0,0]
[null,null,null,null,null,null,null,null,null,null,null,33,0,0,0,0]
["Plausibilitätstest","Status",{"$f":"IF((SUM(C111:C122)-SUM(B111:B122))<1,IF((SUM(C111:C122)-SUM(B111:B122))=0,1,2),0)","v":1},"Status",{"$f":"IF((SUM(E111:E122)-SUM(D111:D122))<1,IF((SUM(E111:E122)-SUM(D111:D122))=0,1,2),0)","v":1},"Status",{"$f":"IF((SUM(G111:G122)-SUM(F111:F122))<1,IF((SUM(G111:G122)-SUM(F111:F122))=0,1,2),0)","v":1},null,null,null,null,34,0,0,0,0]
["Temperaturkurve","Aussenluft","Zuluft","Raumkonditionen",null,null,null,null,null,null,null,35,0,0,0,0]
["IST - Zustand","tA ","tZUL","tRaum "]
[null,{"$f":"IF($G$49=$G$50,C42,E126)","v":-15},{"$f":"IF($G$49=$G$50,D42,F126)","v":22},{"$f":"IF($G$49=$G$50,E42,G126)","v":24},-15,22,24]
[null,{"$f":"IF($G$49=$G$50,C43,E127)","v":22},22,24,22,22,24]
[null,{"$f":"IF($G$49=$G$50,C44,E128)","v":24},22,26,24,22,26]
[null,{"$f":"IF($G$49=$G$50,C45,E129)","v":30},22,26,30,22,26]
["Temperaturkurve","Aussenluft","Zuluft","Raumkonditionen"]
["SOLL-Zustand","tA ","tZUL","tRaum "]
[null,{"$f":"IF($G$49=$G$50,I42,E126)","v":-15},{"$f":"IF($G$49=$G$50,J42,F126)","v":22},{"$f":"IF($G$49=$G$50,K42,G126)","v":24}]
[null,{"$f":"IF($G$49=$G$50,I43,E127)","v":22},22,24]
[null,{"$f":"IF($G$49=$G$50,I44,E128)","v":24},22,26]
[null,{"$f":"IF($G$49=$G$50,I45,E129)","v":30},22,26]

{"sheet":"L06","index":24,"n_rows":135,"n_cols":24,"rows_kept":135,"cut":false,"hidden":true,"merged":[[87,21,87,22],[0,8,0,9],[0,19,0,20],[3,0,3,1],[3,11,7,21],[4,9,4,10],[5,3,5,4],[5,9,5,10],[6,9,6,10],[78,21,78,26],[79,21,79,22],[79,23,79,24],[79,25,79,26],[85,21,85,22]]}
[{"$f":"Begriffe!B435&\" \"&Lüftung!B26&\" \"&Begriffe!B436","v":"Lüftungsanlage  Detail"},null,null,null,{"$f":"Begriffe!B437","v":"Status"},{"$f":"IF(OR(E7=\"\",E8=\"\",K4=\"\",J5=\"\",J6=\"\",D13=\"\",E13=\"\",D14=\"\",E14=\"\",D15=\"\",E15=\"\",J13=\"\",K13=\"\",J14=\"\",K14=\"\",J15=\"\",E34=\"\",E35=\"\",E36=\"\",E37=\"\",E38=\"\",K34=\"\",K35=\"\",K36=\"\",K37=\"\",K38=\"\",C42=\"\",C43=\"\",C44=\"\",C45=\"\",D42=\"\",D43=\"\",D44=\"\",D45=\"\",E42=\"\",E43=\"\",E44=\"\",E45=\"\",I42=\"\",I43=\"\",I44=\"\",I45=\"\",J42=\"\",J43=\"\",J44=\"\",J45=\"\",K42=\"\",K43=\"\",K44=\"\",K45=\"\",B21=\"\",C21=\"\",H21=\"\",I21=\"\",A4=\"\"),1,0)","v":1},null,{"$f":"Begriffe!B438","v":"Verantwortlicher"},null,null,{"$f":"Einführung!K1","v":"V 1.0.0"},{"$f":"A1","v":"Lüftungsanlage  Detail"},null,null,null,null,null,null,{"$f":"H1","v":"Verantwortlicher"},{"$f":"I1","v":0},null,{"$f":"Einführung!K1","v":"V 1.0.0"}]
[]
[{"$f":"Begriffe!B439","v":"Technische Daten"},null,null,null,null,null,null,null,null,null,null,{"$f":"Begriffe!B498","v":"Hinweise"}]
[null,null,{"$f":"Begriffe!B444","v":"Thermisch"},{"$f":"IFERROR(VLOOKUP(A4,U49:X52,3,FALSE),0)","v":0},null,null,{"$f":"Begriffe!B454","v":"Entfeuchtung"}]
[null,null,{"$f":"Begriffe!B445","v":"Feuchte"},{"$f":"IFERROR(VLOOKUP(A4,U49:X52,4,FALSE),0)","v":0},null,null,{"$f":"Begriffe!B455","v":"Befeuchtung"}]
[{"$f":"Begriffe!B446","v":"Vereisungsschutz "},null,null,null,null,null,{"$f":"Begriffe!B459","v":"Reglungsart des Volumenstroms"}]
[{"$f":"Begriffe!B452","v":"Kälteregister"},null,null,null,null,null,{"$f":"Begriffe!B469","v":"Raumnutzung"}]
[{"$f":"Begriffe!B453","v":"Heizregister"}]
[]
[{"$f":"Begriffe!B470","v":"Bestehend"},null,null,null,null,null,{"$f":"Begriffe!B471","v":"Optimiert"},null,null,null,null,{"$f":"Begriffe!B499","v":"Energieverbrauch und Energiekosten"}]
[]
[{"$f":"Begriffe!B472","v":"Motordaten"},null,null,{"$f":"Begriffe!B474","v":"Zuluft"},{"$f":"Begriffe!B475","v":"Abluft"},null,{"$f":"A12","v":"Motordaten"},null,null,{"$f":"D12","v":"Zuluft"},{"$f":"E12","v":"Abluft"},null,null,{"$f":"Begriffe!B500","v":"Kosten Nutzenergie"}]
[null,{"$f":"Begriffe!B473","v":"Motorenleistung (100%)"},null,null,null,null,null,{"$f":"B13","v":"Motorenleistung (100%)"}]
[null,{"$f":"Begriffe!B476","v":"Effizienzklasse"},null,null,null,null,null,{"$f":"B14","v":"Effizienzklasse"}]
[{"$f":"Begriffe!B477","v":"Volumenstrom"},{"$f":"Begriffe!B478","v":"Stufe 1"},null,null,null,null,{"$f":"A15","v":"Volumenstrom"},{"$f":"B15","v":"Stufe 1"}]
[null,{"$f":"Begriffe!B479","v":"Stufe 2"},null,null,null,null,null,{"$f":"B16","v":"Stufe 2"}]
[null,{"$f":"Begriffe!B480","v":"Stufe 3 (100%)"},null,null,null,null,null,{"$f":"B17","v":"Stufe 3 (100%)"},null,null,null,null,null,null,{"$f":"N30","v":"Luftkühlung"},{"$f":"O51","v":0},{"$f":"Q51","v":0}]
[null,null,null,null,null,null,null,null,null,null,null,null,null,null,{"$f":"N31","v":"Lufterwärmung"},0,0]
[{"$f":"Begriffe!B481","v":"Betriebszeiten"},null,null,null,null,null,{"$f":"A19","v":"Betriebszeiten"},null,null,null,null,null,null,null,{"$f":"N32","v":"Erwärmung Bef."},0,0]
[{"$f":"B15","v":"Stufe 1"},{"$f":"Begriffe!B485","v":"von"},{"$f":"Begriffe!B486","v":"bis"},{"$f":"Begriffe!B485","v":"von"},{"$f":"Begriffe!B486","v":"bis"},null,{"$f":"H15","v":"Stufe 1"},{"$f":"B20","v":"von"},{"$f":"C20","v":"bis"},"von","bis",null,null,null,{"$f":"Begriffe!B505","v":"Kühlung Entf."},0,0]
[{"$f":"Begriffe!B482","v":"Mo.-Fr. "},null,null,null,null,null,{"$f":"A21","v":"Mo.-Fr. "},null,null,null,null,null,null,null,{"$f":"Begriffe!B506","v":"Erwärmung Entf."},0,0]
[{"$f":"Begriffe!B483","v":"Samstag"},null,null,null,null,null,{"$f":"A22","v":"Samstag"},null,null,null,null,null,null,null,{"$f":"Begriffe!B507","v":"Luftumwälzung"},0,0]
[{"$f":"Begriffe!B484","v":"Sonntag"},null,null,null,null,null,{"$f":"A23","v":"Sonntag"},null,null,null,null,null,null,null,{"$f":"Begriffe!B508","v":"Wasser Bef."},{"$f":"O59","v":0},{"$f":"Q59","v":0}]
[{"$f":"B16","v":"Stufe 2"},{"$f":"B20","v":"von"},{"$f":"C20","v":"bis"},"von","bis",null,{"$f":"H16","v":"Stufe 2"},{"$f":"B24","v":"von"},{"$f":"C24","v":"bis"},"von","bis"]
[{"$f":"A21","v":"Mo.-Fr. "},null,null,null,null,null,{"$f":"A25","v":"Mo.-Fr. "}]
[{"$f":"A22","v":"Samstag"},null,null,null,null,null,{"$f":"A26","v":"Samstag"}]
["Sonntag",null,null,null,null,null,{"$f":"A27","v":"Sonntag"}]
[{"$f":"B17","v":"Stufe 3 (100%)"},{"$f":"B24","v":"von"},{"$f":"C24","v":"bis"},"von","bis",null,{"$f":"H17","v":"Stufe 3 (100%)"},{"$f":"B28","v":"von"},{"$f":"C28","v":"bis"},"von","bis"]
[{"$f":"A25","v":"Mo.-Fr. "},null,null,null,null,null,{"$f":"A29","v":"Mo.-Fr. "},null,null,null,null,null,null,{"$f":"Begriffe!B501","v":"Nutzenergieart"},null,{"$f":"Begriffe!B511","v":"Bestehend"},{"$f":"Begriffe!B512","v":"Optimiert"},{"$f":"Begriffe!B513","v":"Einsparung "}]
[{"$f":"A26","v":"Samstag"},null,null,null,null,null,{"$f":"A30","v":"Samstag"},null,null,null,null,null,null,{"$f":"Begriffe!B502","v":"Luftkühlung"},null,{"$f":"N51+N54","v":0},{"$f":"P51+P54","v":0},{"$f":"P30-Q30","v":0},{"$f":"ROUND(O51,-1)+ROUND(O54,-1)-ROUND(Q51,-1)-ROUND(Q54,-1)","v":0},{"$f":"IFERROR(R30/P30,0)","v":0}]
[{"$f":"A27","v":"Sonntag"},null,null,null,null,null,{"$f":"A31","v":"Sonntag"},null,null,null,null,null,null,{"$f":"Begriffe!B503","v":"Lufterwärmung"},null,{"$f":"N52+N55","v":0},{"$f":"P52+P55","v":0},{"$f":"P31-Q31","v":0},{"$f":"ROUND(O52,-1)+ROUND(O55,-1)-ROUND(Q52,-1)-ROUND(Q55,-1)","v":0},{"$f":"IFERROR(R31/P31,0)","v":0}]
[null,null,null,null,null,null,null,null,null,null,null,null,null,{"$f":"Begriffe!B504","v":"Erwärmung Bef."},null,{"$f":"N53","v":0},{"$f":"P53","v":0},{"$f":"P32-Q32","v":0},{"$f":"ROUND(O53,-1)-ROUND(Q53,-1)","v":0},{"$f":"IFERROR(R32/P32,0)","v":0}]
[{"$f":"Begriffe!B487","v":"Parameter"},null,null,null,null,null,{"$f":"A33","v":"Parameter"},null,null,null,null,null,null,{"$f":"Begriffe!B509","v":"Elektrische Energie"},null,{"$f":"N56","v":0},{"$f":"P56","v":0},{"$f":"P33-Q33","v":0},{"$f":"ROUND(O56,-1)-ROUND(Q56,-1)","v":0},{"$f":"IFERROR(R33/P33,0)","v":0}]
[null,null,{"$f":"Begriffe!B488","v":"Min. Umluft"},null,null,null,null,null,{"$f":"C34","v":"Min. Umluft"},null,null,null,null,{"$f":"Begriffe!B510","v":"Total"},null,{"$f":"SUM(P30:P33)","v":0},{"$f":"SUM(Q30:Q33)","v":0},{"$f":"SUM(R30:R33)","v":0},{"$f":"SUM(S30:S33)","v":0},{"$f":"IFERROR(R34/P34,0)","v":0}]
[null,null,{"$f":"Begriffe!B489","v":"Max. Umluft"},null,null,null,null,null,{"$f":"C35","v":"Max. Umluft"}]
[null,null,{"$f":"Begriffe!B490","v":"Min. Raumfeuchte"},null,null,null,null,null,"Min. Raumfeuchte"]
[null,null,{"$f":"Begriffe!B491","v":"Max. Raumfeuchte "},null,null,null,null,null,"Max. Raumfeuchte "]
[null,null,{"$f":"Begriffe!B492","v":"Nachtauskühlung "},null,null,null,null,null,"Nachtauskühlung "]
[null,null,{"$f":"Begriffe!B493","v":"Grenztemp. Vereisungsschutz"},null,null,null,null,null,"Grenztemp. Vereisungsschutz"]
[]
[{"$f":"Begriffe!B494","v":"Temperaturkurve"},null,{"$f":"Begriffe!B495","v":"Aussentemp."},{"$f":"Begriffe!B496","v":"Zulufttemp."},{"$f":"Begriffe!B497","v":"Raumtemp."},null,{"$f":"A41","v":"Temperaturkurve"},null,{"$f":"C41","v":"Aussentemp."},{"$f":"D41","v":"Zulufttemp."},{"$f":"E41","v":"Raumtemp."}]
[]
[]
[]
[]
[]
["Eingabe",null,null,null,null,null,null,null,null,null,null,"Ergebnisse"]
["IST - Zustand",null,null,null,"IST-Zustand","SOLL - Zustand",{"$f":"MID(CELL(\"dateiname\",B1),FIND(\"]\",CELL(\"dateiname\",B1))+1,255)","v":"L06"},null,null,null,null,"Energieverbrauch ",null,"IST",null,"SOLL",null,null,"Heizgruppen","Kältegruppen",null,null,"Thermisch","Feuchte"]
[null,"Luftwechsel","Klimatsierte Fläche",null,2,{"$f":"E49","v":2},{"$f":"VLOOKUP(G48,Lüftung!A6:D15,4,FALSE)","v":"nein"},null,null,null,null,null,null,"Nutzenergie","Kosten","Nutzenergie","Kosten",null,{"$f":"G52","v":"nein"},{"$f":"G52","v":"nein"},{"$f":"Begriffe!B440","v":"keine"},null,0,0]
[null,null,"Durchschnittliche Raumhöhe",null,3,{"$f":"E50","v":3},{"$f":"G53","v":"ja"},null,null,null,null,null,null,"[kWh]","[CHF/a]","[kWh]","[CHF/a]",null,"H01","K01",{"$f":"Begriffe!B441","v":"Kreuzstromwärmeübertrager"},null,0.65,0]
[null,"Art der Lufteinbringung",null,null,"Mischluft","Mischluft",null,null,null,null,null,"Luftkühlung",null,0,0,0,0,null,"H02","K02",{"$f":"Begriffe!B442","v":"Kreisverbundsystem"},null,0.6,0]
[null,"Luftfilterklasse","Vorfilter",null,"0 keinen","0 keinen",{"$f":"Begriffe!B76","v":"nein"},null,null,null,null,"Lufterwärmung",null,0,0,0,0,null,"H03","K03",{"$f":"Begriffe!B443","v":"Rotationswärmeübertrager"},null,0.75,0.6]
[null,null,"Nachfilter",null,"0 keinen","0 keinen",{"$f":"Begriffe!B77","v":"ja"},null,null,null,null,"Erwärmung Bef.",null,0,0,0,0,null,"H04","K04"]
["ZUL-Ventilator","Leistung des ZUL-Ventilators auf Stufe 1",null,null,{"$f":"D13","v":0},{"$f":"J13","v":0},null,null,null,null,null,"Entfeuchtung","Kühlung Entf.",0,0,0,0,null,"H05","K05",{"$f":"'Berechnung LU'!M11","v":"IE3 (< 2016)"}]
[null,"Motor: Energieeffizienzklasse / SFP-Wert ",null,null,{"$f":"IF(D14=\"\",U54,D14)","v":"IE3 (< 2016)"},{"$f":"IF(J14=\"\",U54,J14)","v":"IE3 (< 2016)"},null,null,null,null,null,null,"Erwärmung Entf.",0,0,0,0,null,"H06","K06"]
[null,"Stufe 1: Volumenstrom /Ventilatorleistung",null,null,{"$f":"D15","v":0},{"$f":"J15","v":0},null,null,null,null,null,"Luftumwälzung","Ventilator",0,0,0,0,null,"H07","K07",{"$f":"'Berechnung LU'!S14","v":"keine"}]
[null,"Stufe 2: Volumenstrom /Ventilatorleistung",null,null,{"$f":"D16","v":0},{"$f":"J16","v":0},null,null,null,null,null,"Total Energie",null,0,0,0,0,null,"H08","K08"]
[null,"Stufe 3: Volumenstrom /Ventilatorleistung",null,null,{"$f":"D17","v":0},{"$f":"J17","v":0},null,null,null,null,null,null,null,"Liter/a","[CHF/a]","Liter/a","[CHF/a]",null,"H09","K09"]
["ABL-Ventilator","Leistung des ABL-Ventilators auf Stufe 1",null,null,{"$f":"E13","v":0},{"$f":"K13","v":0},null,null,null,null,null,"Wasser Bef.",null,0,0,0,0,null,"H10","K10"]
[null,"Motor: Energieeffizienzklasse / SFP-Wert ",null,null,{"$f":"IF(E14=\"\",U54,E14)","v":"IE3 (< 2016)"},{"$f":"IF(K14=\"\",U54,K14)","v":"IE3 (< 2016)"},null,null,null,null,null,"Entfeuchtung",null,0,0,0,0]
[null,"Stufe 1: Volumenstrom /Ventilatorleistung",null,null,{"$f":"E15","v":0},{"$f":"K15","v":0},null,null,null,null,null,"Daten für HG","Leistung kW",null,"Daten für KG"]
[null,"Stufe 2: Volumenstrom /Ventilatorleistung",null,null,{"$f":"E16","v":0},{"$f":"K16","v":0},null,null,null,null,null,"Tab","Bestehend","Optimiert","Bestehend","Optimiert"]
[null,"Stufe 3: Volumenstrom /Ventilatorleistung",null,null,{"$f":"E17","v":0},{"$f":"K17","v":0},null,null,null,null,null,"°C","kW","kW","kW","kW"]
["Saisonaler Volumenstrom","Sommerbetrieb ab einer Aussentemperatur von",null,null,0,{"$f":"E64","v":0},null,null,null,null,null,-25,0,0,0,0]
[null,"Volumenstromerhöhung (dV)",null,null,0,0,null,null,null,null,null,-24,0,0,0,0]
["WRG/KRG","Wärmerückgewinnung","Thermisch",null,{"$f":"IF(E4=\"\",D4,E4)","v":0},{"$f":"E66","v":0},null,null,null,null,null,-23,0,0,0,0]
[null,"Feuchterückgewinnung","Feuchte",null,{"$f":"IF(E5=\"\",D5,E5)","v":0},{"$f":"E67","v":0},null,null,null,null,null,-22,0,0,0,0]
[null,"Bypass für Regulierung KRG/WRG",null,null,"ja","ja",null,null,null,null,null,-21,0,0,0,0]
[null,"Kälterückgewinnung",null,null,"ja","ja",null,null,null,null,null,-20,0,0,0,0]
[null,"Vereisungsschutz ",null,null,{"$f":"D6","v":0},{"$f":"E70","v":0},null,null,null,null,null,-19,0,0,0,0]
[null,"Grenztemp. Vereisungsschutz.",null,null,{"$f":"E39","v":0},{"$f":"K39","v":0},null,null,null,null,null,-18,0,0,0,0]
["Umluft","Frischluftanteil (für Umluftregulierung, f(Zulufttemperatur))","Minimal",null,{"$f":"IF($G$49=$G$50,1-E35,1)","v":1},{"$f":"IF($G$49=$G$50,1-K35,1)","v":1},null,null,null,null,null,-17,0,0,0,0]
[null,null,"Maximal ",null,{"$f":"IF($G$49=$G$50,1-E34,1)","v":1},{"$f":"IF($G$49=$G$50,1-K34,1)","v":1},null,null,null,null,null,-16,0,0,0,0]
[null,"Umluftregulierung anhand von","Temperatur",null,"Temperatur",{"$f":"E74","v":"Temperatur"},null,null,null,null,null,-15,0,0,0,0]
["Frischluftquelle","Vorkonditionierte Luft von LXX, Aussenluft",null,null,"Aussenluft","Aussenluft",null,null,null,null,null,-14,0,0,0,0]
[null,"Art der Vorkonditionierten Luft",null,null,"Aussenluft","Aussenluft",null,null,null,null,null,-13,0,0,0,0]
["Heizregister","Register ist installiert",null,null,{"$f":"IF(E8=S49,G52,G53)","v":"ja"},{"$f":"E77","v":"ja"},null,null,null,null,null,-12,0,0,0,0]
[null,"Leistungsberechnung bei  °C",null,null,{"$f":"VLOOKUP(Startblatt!C6,Klimadaten!B4:J43,9,FALSE)","v":{"$error":"#N/A"}},{"$f":"E78","v":{"$error":"#N/A"}},null,null,null,null,null,-11,0,0,0,0]
[null,"Installierte Leistung ",null,null,null,null,null,null,null,null,null,-10,0,0,0,0]
["Kälteregister","Kühlung installiert",null,null,{"$f":"IF(E7=T49,G52,G53)","v":"ja"},"ja",null,null,null,null,null,-9,0,0,0,0]
[null,"Leistungsberechnung bei  °C",null,null,30,30,null,null,null,null,null,-8,0,0,0,0]
[null,"Installierte Leistung ",null,null,null,null,null,null,null,null,null,-7,0,0,0,0]
[null,"LK-Register Wassertemperaturen","VL ",null,6,6,null,null,null,null,null,-6,0,0,0,0]
[null,null,"RL ",null,12,12,null,null,null,null,null,-5,0,0,0,0]
["Entfeuchtung","Entfeuchtung installiert",null,null,{"$f":"IF(G49=G50,K4,G52)","v":"nein"},{"$f":"E85","v":"nein"},null,null,null,null,null,-4,0,0,0,0]
[null,"Max. zulässige rel. Raumfeuchtigkeit / berechnete Zuluftfeuchtigkeit Sommer",null,null,{"$f":"IF($G$49=$G$50,E37,0.99)","v":0.99},{"$f":"IF($G$49=$G$50,K37,0.99)","v":0.99},null,null,null,null,null,-3,0,0,0,0]
["Befeuchtung","Art der Befeuchtung",null,null,{"$f":"IF(G49=G50,J5,U56)","v":"keine"},{"$f":"E87","v":"keine"},null,null,null,null,null,-2,0,0,0,0]
[null,"Min. zulässige rel. Raumfeuchtigkeit / berechnete Zuluftfeuchtigkeit Winter",null,null,{"$f":"IF($G$49=$G$50,E36,0.01)","v":0.01},{"$f":"IF($G$49=$G$50,K36,0.01)","v":0.01},null,null,null,null,null,-1,0,0,0,0]
[null,"Kaltwassertemperatur",null,null,10,10,null,null,null,null,null,0,0,0,0,0]
["Raumlast","Feuchtigkeitslast im Raum",null,null,0,0,null,null,null,null,null,1,0,0,0,0]
["Nutzungszone",null,null,null,null,null,null,null,null,null,null,2,0,0,0,0]
[null,"Reglungsart des Volumenstroms",null,null,{"$f":"IF(J6=\"\",Begriffe!B468,J6)","v":"Benutzerdefiniert"},{"$f":"E92","v":"Benutzerdefiniert"},null,null,null,null,null,3,0,0,0,0]
[null,"Raumnutzung",null,null,{"$f":"J7","v":0},{"$f":"E93","v":0},null,null,null,null,null,4,0,0,0,0]
["Betriebszeiten:","Tag 1. bis 5.",null,"Tag 6.",null,"Tag 7.",null,null,null,null,null,5,0,0,0,0]
["IST - Zustand","von","bis","von","bis","von","bis",null,null,null,null,6,0,0,0,0]
["Stufe 1",{"$f":"B21","v":"00:00:00"},{"$f":"C21","v":"00:00:00"},{"$f":"B22","v":"00:00:00"},{"$f":"C22","v":"00:00:00"},{"$f":"B23","v":"00:00:00"},{"$f":"C23","v":"00:00:00"},null,null,null,null,7,0,0,0,0]
[null,{"$f":"D21","v":"00:00:00"},{"$f":"E21","v":"00:00:00"},{"$f":"D22","v":"00:00:00"},{"$f":"E22","v":"00:00:00"},{"$f":"D23","v":"00:00:00"},{"$f":"E23","v":"00:00:00"},null,null,null,null,8,0,0,0,0]
[null,null,null,null,null,null,null,null,null,null,null,9,0,0,0,0]
[null,null,null,null,null,null,null,null,null,null,null,10,0,0,0,0]
["Stufe 2",{"$f":"B25","v":"00:00:00"},{"$f":"C25","v":"00:00:00"},{"$f":"B26","v":"00:00:00"},{"$f":"C26","v":"00:00:00"},{"$f":"B27","v":"00:00:00"},{"$f":"C27","v":"00:00:00"},null,null,null,null,11,0,0,0,0]
[null,{"$f":"D25","v":"00:00:00"},{"$f":"E25","v":"00:00:00"},{"$f":"D26","v":"00:00:00"},{"$f":"E26","v":"00:00:00"},{"$f":"D27","v":"00:00:00"},{"$f":"E27","v":"00:00:00"},null,null,null,null,12,0,0,0,0]
[null,null,null,null,null,null,null,null,null,null,null,13,0,0,0,0]
[null,null,null,null,null,null,null,null,null,null,null,14,0,0,0,0]
["Stufe 3",{"$f":"B29","v":"00:00:00"},{"$f":"C29","v":"00:00:00"},{"$f":"B30","v":"00:00:00"},{"$f":"C30","v":"00:00:00"},{"$f":"B31","v":"00:00:00"},{"$f":"C31","v":"00:00:00"},null,null,null,null,15,0,0,0,0]
[null,{"$f":"D29","v":"00:00:00"},{"$f":"E29","v":"00:00:00"},{"$f":"D30","v":"00:00:00"},{"$f":"E30","v":"00:00:00"},{"$f":"D31","v":"00:00:00"},{"$f":"E31","v":"00:00:00"},null,null,null,null,16,0,0,0,0]
[null,null,null,null,null,null,null,null,null,null,null,17,0,0,0,0]
[null,null,null,null,null,null,null,null,null,null,null,18,0,0,0,0]
["Plausibilitätstest","Status",{"$f":"IF((SUM(C96:C107)-SUM(B96:B107))<1,IF((SUM(C96:C107)-SUM(B96:B107))=0,1,2),0)","v":1},"Status",{"$f":"IF((SUM(E96:E107)-SUM(D96:D107))<1,IF((SUM(E96:E107)-SUM(D96:D107))=0,1,2),0)","v":1},"Status",{"$f":"IF((SUM(G96:G107)-SUM(F96:F107))<1,IF((SUM(G96:G107)-SUM(F96:F107))=0,1,2),0)","v":1},null,null,null,null,19,0,0,0,0]
["Betriebszeiten:",{"$f":"B94","v":"Tag 1. bis 5."},null,{"$f":"D94","v":"Tag 6."},null,{"$f":"F94","v":"Tag 7."},null,null,null,null,null,20,0,0,0,0]
["SOLL-Zustand","von","bis","von","bis","von","bis",null,null,null,null,21,0,0,0,0]
["Stufe 1",{"$f":"H21","v":"00:00:00"},{"$f":"I21","v":"00:00:00"},{"$f":"H22","v":"00:00:00"},{"$f":"I22","v":"00:00:00"},{"$f":"H23","v":"00:00:00"},{"$f":"I23","v":"00:00:00"},null,null,null,null,22,0,0,0,0]
[null,{"$f":"J21","v":"00:00:00"},{"$f":"K21","v":"00:00:00"},{"$f":"J22","v":"00:00:00"},{"$f":"K22","v":"00:00:00"},{"$f":"J23","v":"00:00:00"},{"$f":"K23","v":"00:00:00"},null,null,null,null,23,0,0,0,0]
[null,null,null,null,null,null,null,null,null,null,null,24,0,0,0,0]
[null,null,null,null,null,null,null,null,null,null,null,25,0,0,0,0]
["Stufe 2",{"$f":"H25","v":"00:00:00"},{"$f":"I25","v":"00:00:00"},{"$f":"H26","v":"00:00:00"},{"$f":"I26","v":"00:00:00"},{"$f":"H27","v":"00:00:00"},{"$f":"I27","v":"00:00:00"},null,null,null,null,26,0,0,0,0]
[null,{"$f":"J25","v":"00:00:00"},{"$f":"K25","v":"00:00:00"},{"$f":"J26","v":"00:00:00"},{"$f":"K26","v":"00:00:00"},{"$f":"J27","v":"00:00:00"},{"$f":"K27","v":"00:00:00"},null,null,null,null,27,0,0,0,0]
[null,null,null,null,null,null,null,null,null,null,null,28,0,0,0,0]
[null,null,null,null,null,null,null,null,null,null,null,29,0,0,0,0]
["Stufe 3",{"$f":"H29","v":"00:00:00"},{"$f":"I29","v":"00:00:00"},{"$f":"H30","v":"00:00:00"},{"$f":"I30","v":"00:00:00"},{"$f":"H31","v":"00:00:00"},{"$f":"I31","v":"00:00:00"},null,null,null,null,30,0,0,0,0]
[null,{"$f":"J29","v":"00:00:00"},{"$f":"K29","v":"00:00:00"},{"$f":"J30","v":"00:00:00"},{"$f":"K30","v":"00:00:00"},{"$f":"J31","v":"00:00:00"},{"$f":"K31","v":"00:00:00"},null,null,null,null,31,0,0,0,0]
[null,null,null,null,null,null,null,null,null,null,null,32,0,0,0,0]
[null,null,null,null,null,null,null,null,null,null,null,33,0,0,0,0]
["Plausibilitätstest","Status",{"$f":"IF((SUM(C111:C122)-SUM(B111:B122))<1,IF((SUM(C111:C122)-SUM(B111:B122))=0,1,2),0)","v":1},"Status",{"$f":"IF((SUM(E111:E122)-SUM(D111:D122))<1,IF((SUM(E111:E122)-SUM(D111:D122))=0,1,2),0)","v":1},"Status",{"$f":"IF((SUM(G111:G122)-SUM(F111:F122))<1,IF((SUM(G111:G122)-SUM(F111:F122))=0,1,2),0)","v":1},null,null,null,null,34,0,0,0,0]
["Temperaturkurve","Aussenluft","Zuluft","Raumkonditionen",null,null,null,null,null,null,null,35,0,0,0,0]
["IST - Zustand","tA ","tZUL","tRaum "]
[null,{"$f":"IF($G$49=$G$50,C42,E126)","v":-15},{"$f":"IF($G$49=$G$50,D42,F126)","v":22},{"$f":"IF($G$49=$G$50,E42,G126)","v":24},-15,22,24]
[null,{"$f":"IF($G$49=$G$50,C43,E127)","v":22},22,24,22,22,24]
[null,{"$f":"IF($G$49=$G$50,C44,E128)","v":24},22,26,24,22,26]
[null,{"$f":"IF($G$49=$G$50,C45,E129)","v":30},22,26,30,22,26]
["Temperaturkurve","Aussenluft","Zuluft","Raumkonditionen"]
["SOLL-Zustand","tA ","tZUL","tRaum "]
[null,{"$f":"IF($G$49=$G$50,I42,E126)","v":-15},{"$f":"IF($G$49=$G$50,J42,F126)","v":22},{"$f":"IF($G$49=$G$50,K42,G126)","v":24}]
[null,{"$f":"IF($G$49=$G$50,I43,E127)","v":22},22,24]
[null,{"$f":"IF($G$49=$G$50,I44,E128)","v":24},22,26]
[null,{"$f":"IF($G$49=$G$50,I45,E129)","v":30},22,26]

{"sheet":"L07","index":25,"n_rows":135,"n_cols":24,"rows_kept":135,"cut":false,"hidden":true,"merged":[[87,21,87,22],[0,8,0,9],[0,19,0,20],[3,0,3,1],[3,11,7,21],[4,9,4,10],[5,3,5,4],[5,9,5,10],[6,9,6,10],[78,21,78,26],[79,21,79,22],[79,23,79,24],[79,25,79,26],[85,21,85,22]]}
[{"$f":"Begriffe!B435&\" \"&Lüftung!B27&\" \"&Begriffe!B436","v":"Lüftungsanlage  Detail"},null,null,null,{"$f":"Begriffe!B437","v":"Status"},{"$f":"IF(OR(E7=\"\",E8=\"\",K4=\"\",J5=\"\",J6=\"\",D13=\"\",E13=\"\",D14=\"\",E14=\"\",D15=\"\",E15=\"\",J13=\"\",K13=\"\",J14=\"\",K14=\"\",J15=\"\",E34=\"\",E35=\"\",E36=\"\",E37=\"\",E38=\"\",K34=\"\",K35=\"\",K36=\"\",K37=\"\",K38=\"\",C42=\"\",C43=\"\",C44=\"\",C45=\"\",D42=\"\",D43=\"\",D44=\"\",D45=\"\",E42=\"\",E43=\"\",E44=\"\",E45=\"\",I42=\"\",I43=\"\",I44=\"\",I45=\"\",J42=\"\",J43=\"\",J44=\"\",J45=\"\",K42=\"\",K43=\"\",K44=\"\",K45=\"\",B21=\"\",C21=\"\",H21=\"\",I21=\"\",A4=\"\"),1,0)","v":1},null,{"$f":"Begriffe!B438","v":"Verantwortlicher"},null,null,{"$f":"Einführung!K1","v":"V 1.0.0"},{"$f":"A1","v":"Lüftungsanlage  Detail"},null,null,null,null,null,null,{"$f":"H1","v":"Verantwortlicher"},{"$f":"I1","v":0},null,{"$f":"Einführung!K1","v":"V 1.0.0"}]
[]
[{"$f":"Begriffe!B439","v":"Technische Daten"},null,null,null,null,null,null,null,null,null,null,{"$f":"Begriffe!B498","v":"Hinweise"}]
[null,null,{"$f":"Begriffe!B444","v":"Thermisch"},{"$f":"IFERROR(VLOOKUP(A4,U49:X52,3,FALSE),0)","v":0},null,null,{"$f":"Begriffe!B454","v":"Entfeuchtung"}]
[null,null,{"$f":"Begriffe!B445","v":"Feuchte"},{"$f":"IFERROR(VLOOKUP(A4,U49:X52,4,FALSE),0)","v":0},null,null,{"$f":"Begriffe!B455","v":"Befeuchtung"}]
[{"$f":"Begriffe!B446","v":"Vereisungsschutz "},null,null,null,null,null,{"$f":"Begriffe!B459","v":"Reglungsart des Volumenstroms"}]
[{"$f":"Begriffe!B452","v":"Kälteregister"},null,null,null,null,null,{"$f":"Begriffe!B469","v":"Raumnutzung"}]
[{"$f":"Begriffe!B453","v":"Heizregister"}]
[]
[{"$f":"Begriffe!B470","v":"Bestehend"},null,null,null,null,null,{"$f":"Begriffe!B471","v":"Optimiert"},null,null,null,null,{"$f":"Begriffe!B499","v":"Energieverbrauch und Energiekosten"}]
[]
[{"$f":"Begriffe!B472","v":"Motordaten"},null,null,{"$f":"Begriffe!B474","v":"Zuluft"},{"$f":"Begriffe!B475","v":"Abluft"},null,{"$f":"A12","v":"Motordaten"},null,null,{"$f":"D12","v":"Zuluft"},{"$f":"E12","v":"Abluft"},null,null,{"$f":"Begriffe!B500","v":"Kosten Nutzenergie"}]
[null,{"$f":"Begriffe!B473","v":"Motorenleistung (100%)"},null,null,null,null,null,{"$f":"B13","v":"Motorenleistung (100%)"}]
[null,{"$f":"Begriffe!B476","v":"Effizienzklasse"},null,null,null,null,null,{"$f":"B14","v":"Effizienzklasse"}]
[{"$f":"Begriffe!B477","v":"Volumenstrom"},{"$f":"Begriffe!B478","v":"Stufe 1"},null,null,null,null,{"$f":"A15","v":"Volumenstrom"},{"$f":"B15","v":"Stufe 1"}]
[null,{"$f":"Begriffe!B479","v":"Stufe 2"},null,null,null,null,null,{"$f":"B16","v":"Stufe 2"}]
[null,{"$f":"Begriffe!B480","v":"Stufe 3 (100%)"},null,null,null,null,null,{"$f":"B17","v":"Stufe 3 (100%)"},null,null,null,null,null,null,{"$f":"N30","v":"Luftkühlung"},{"$f":"O51","v":0},{"$f":"Q51","v":0}]
[null,null,null,null,null,null,null,null,null,null,null,null,null,null,{"$f":"N31","v":"Lufterwärmung"},0,0]
[{"$f":"Begriffe!B481","v":"Betriebszeiten"},null,null,null,null,null,{"$f":"A19","v":"Betriebszeiten"},null,null,null,null,null,null,null,{"$f":"N32","v":"Erwärmung Bef."},0,0]
[{"$f":"B15","v":"Stufe 1"},{"$f":"Begriffe!B485","v":"von"},{"$f":"Begriffe!B486","v":"bis"},{"$f":"Begriffe!B485","v":"von"},{"$f":"Begriffe!B486","v":"bis"},null,{"$f":"H15","v":"Stufe 1"},{"$f":"B20","v":"von"},{"$f":"C20","v":"bis"},"von","bis",null,null,null,{"$f":"Begriffe!B505","v":"Kühlung Entf."},0,0]
[{"$f":"Begriffe!B482","v":"Mo.-Fr. "},null,null,null,null,null,{"$f":"A21","v":"Mo.-Fr. "},null,null,null,null,null,null,null,{"$f":"Begriffe!B506","v":"Erwärmung Entf."},0,0]
[{"$f":"Begriffe!B483","v":"Samstag"},null,null,null,null,null,{"$f":"A22","v":"Samstag"},null,null,null,null,null,null,null,{"$f":"Begriffe!B507","v":"Luftumwälzung"},0,0]
[{"$f":"Begriffe!B484","v":"Sonntag"},null,null,null,null,null,{"$f":"A23","v":"Sonntag"},null,null,null,null,null,null,null,{"$f":"Begriffe!B508","v":"Wasser Bef."},{"$f":"O59","v":0},{"$f":"Q59","v":0}]
[{"$f":"B16","v":"Stufe 2"},{"$f":"B20","v":"von"},{"$f":"C20","v":"bis"},"von","bis",null,{"$f":"H16","v":"Stufe 2"},{"$f":"B24","v":"von"},{"$f":"C24","v":"bis"},"von","bis"]
[{"$f":"A21","v":"Mo.-Fr. "},null,null,null,null,null,{"$f":"A25","v":"Mo.-Fr. "}]
[{"$f":"A22","v":"Samstag"},null,null,null,null,null,{"$f":"A26","v":"Samstag"}]
["Sonntag",null,null,null,null,null,{"$f":"A27","v":"Sonntag"}]
[{"$f":"B17","v":"Stufe 3 (100%)"},{"$f":"B24","v":"von"},{"$f":"C24","v":"bis"},"von","bis",null,{"$f":"H17","v":"Stufe 3 (100%)"},{"$f":"B28","v":"von"},{"$f":"C28","v":"bis"},"von","bis"]
[{"$f":"A25","v":"Mo.-Fr. "},null,null,null,null,null,{"$f":"A29","v":"Mo.-Fr. "},null,null,null,null,null,null,{"$f":"Begriffe!B501","v":"Nutzenergieart"},null,{"$f":"Begriffe!B511","v":"Bestehend"},{"$f":"Begriffe!B512","v":"Optimiert"},{"$f":"Begriffe!B513","v":"Einsparung "}]
[{"$f":"A26","v":"Samstag"},null,null,null,null,null,{"$f":"A30","v":"Samstag"},null,null,null,null,null,null,{"$f":"Begriffe!B502","v":"Luftkühlung"},null,{"$f":"N51+N54","v":0},{"$f":"P51+P54","v":0},{"$f":"P30-Q30","v":0},{"$f":"ROUND(O51,-1)+ROUND(O54,-1)-ROUND(Q51,-1)-ROUND(Q54,-1)","v":0},{"$f":"IFERROR(R30/P30,0)","v":0}]
[{"$f":"A27","v":"Sonntag"},null,null,null,null,null,{"$f":"A31","v":"Sonntag"},null,null,null,null,null,null,{"$f":"Begriffe!B503","v":"Lufterwärmung"},null,{"$f":"N52+N55","v":0},{"$f":"P52+P55","v":0},{"$f":"P31-Q31","v":0},{"$f":"ROUND(O52,-1)+ROUND(O55,-1)-ROUND(Q52,-1)-ROUND(Q55,-1)","v":0},{"$f":"IFERROR(R31/P31,0)","v":0}]
[null,null,null,null,null,null,null,null,null,null,null,null,null,{"$f":"Begriffe!B504","v":"Erwärmung Bef."},null,{"$f":"N53","v":0},{"$f":"P53","v":0},{"$f":"P32-Q32","v":0},{"$f":"ROUND(O53,-1)-ROUND(Q53,-1)","v":0},{"$f":"IFERROR(R32/P32,0)","v":0}]
[{"$f":"Begriffe!B487","v":"Parameter"},null,null,null,null,null,{"$f":"A33","v":"Parameter"},null,null,null,null,null,null,{"$f":"Begriffe!B509","v":"Elektrische Energie"},null,{"$f":"N56","v":0},{"$f":"P56","v":0},{"$f":"P33-Q33","v":0},{"$f":"ROUND(O56,-1)-ROUND(Q56,-1)","v":0},{"$f":"IFERROR(R33/P33,0)","v":0}]
[null,null,{"$f":"Begriffe!B488","v":"Min. Umluft"},null,null,null,null,null,{"$f":"C34","v":"Min. Umluft"},null,null,null,null,{"$f":"Begriffe!B510","v":"Total"},null,{"$f":"SUM(P30:P33)","v":0},{"$f":"SUM(Q30:Q33)","v":0},{"$f":"SUM(R30:R33)","v":0},{"$f":"SUM(S30:S33)","v":0},{"$f":"IFERROR(R34/P34,0)","v":0}]
[null,null,{"$f":"Begriffe!B489","v":"Max. Umluft"},null,null,null,null,null,{"$f":"C35","v":"Max. Umluft"}]
[null,null,{"$f":"Begriffe!B490","v":"Min. Raumfeuchte"},null,null,null,null,null,"Min. Raumfeuchte"]
[null,null,{"$f":"Begriffe!B491","v":"Max. Raumfeuchte "},null,null,null,null,null,"Max. Raumfeuchte "]
[null,null,{"$f":"Begriffe!B492","v":"Nachtauskühlung "},null,null,null,null,null,"Nachtauskühlung "]
[null,null,{"$f":"Begriffe!B493","v":"Grenztemp. Vereisungsschutz"},null,null,null,null,null,"Grenztemp. Vereisungsschutz"]
[]
[{"$f":"Begriffe!B494","v":"Temperaturkurve"},null,{"$f":"Begriffe!B495","v":"Aussentemp."},{"$f":"Begriffe!B496","v":"Zulufttemp."},{"$f":"Begriffe!B497","v":"Raumtemp."},null,{"$f":"A41","v":"Temperaturkurve"},null,{"$f":"C41","v":"Aussentemp."},{"$f":"D41","v":"Zulufttemp."},{"$f":"E41","v":"Raumtemp."}]
[]
[]
[]
[]
[]
["Eingabe",null,null,null,null,null,null,null,null,null,null,"Ergebnisse"]
["IST - Zustand",null,null,null,"IST-Zustand","SOLL - Zustand",{"$f":"MID(CELL(\"dateiname\",B1),FIND(\"]\",CELL(\"dateiname\",B1))+1,255)","v":"L07"},null,null,null,null,"Energieverbrauch ",null,"IST",null,"SOLL",null,null,"Heizgruppen","Kältegruppen",null,null,"Thermisch","Feuchte"]
[null,"Luftwechsel","Klimatsierte Fläche",null,2,{"$f":"E49","v":2},{"$f":"VLOOKUP(G48,Lüftung!A6:D15,4,FALSE)","v":"nein"},null,null,null,null,null,null,"Nutzenergie","Kosten","Nutzenergie","Kosten",null,{"$f":"G52","v":"nein"},{"$f":"G52","v":"nein"},{"$f":"Begriffe!B440","v":"keine"},null,0,0]
[null,null,"Durchschnittliche Raumhöhe",null,3,{"$f":"E50","v":3},{"$f":"G53","v":"ja"},null,null,null,null,null,null,"[kWh]","[CHF/a]","[kWh]","[CHF/a]",null,"H01","K01",{"$f":"Begriffe!B441","v":"Kreuzstromwärmeübertrager"},null,0.65,0]
[null,"Art der Lufteinbringung",null,null,"Mischluft","Mischluft",null,null,null,null,null,"Luftkühlung",null,0,0,0,0,null,"H02","K02",{"$f":"Begriffe!B442","v":"Kreisverbundsystem"},null,0.6,0]
[null,"Luftfilterklasse","Vorfilter",null,"0 keinen","0 keinen",{"$f":"Begriffe!B76","v":"nein"},null,null,null,null,"Lufterwärmung",null,0,0,0,0,null,"H03","K03",{"$f":"Begriffe!B443","v":"Rotationswärmeübertrager"},null,0.75,0.6]
[null,null,"Nachfilter",null,"0 keinen","0 keinen",{"$f":"Begriffe!B77","v":"ja"},null,null,null,null,"Erwärmung Bef.",null,0,0,0,0,null,"H04","K04"]
["ZUL-Ventilator","Leistung des ZUL-Ventilators auf Stufe 1",null,null,{"$f":"D13","v":0},{"$f":"J13","v":0},null,null,null,null,null,"Entfeuchtung","Kühlung Entf.",0,0,0,0,null,"H05","K05",{"$f":"'Berechnung LU'!M11","v":"IE3 (< 2016)"}]
[null,"Motor: Energieeffizienzklasse / SFP-Wert ",null,null,{"$f":"IF(D14=\"\",U54,D14)","v":"IE3 (< 2016)"},{"$f":"IF(J14=\"\",U54,J14)","v":"IE3 (< 2016)"},null,null,null,null,null,null,"Erwärmung Entf.",0,0,0,0,null,"H06","K06"]
[null,"Stufe 1: Volumenstrom /Ventilatorleistung",null,null,{"$f":"D15","v":0},{"$f":"J15","v":0},null,null,null,null,null,"Luftumwälzung","Ventilator",0,0,0,0,null,"H07","K07",{"$f":"'Berechnung LU'!S14","v":"keine"}]
[null,"Stufe 2: Volumenstrom /Ventilatorleistung",null,null,{"$f":"D16","v":0},{"$f":"J16","v":0},null,null,null,null,null,"Total Energie",null,0,0,0,0,null,"H08","K08"]
[null,"Stufe 3: Volumenstrom /Ventilatorleistung",null,null,{"$f":"D17","v":0},{"$f":"J17","v":0},null,null,null,null,null,null,null,"Liter/a","[CHF/a]","Liter/a","[CHF/a]",null,"H09","K09"]
["ABL-Ventilator","Leistung des ABL-Ventilators auf Stufe 1",null,null,{"$f":"E13","v":0},{"$f":"K13","v":0},null,null,null,null,null,"Wasser Bef.",null,0,0,0,0,null,"H10","K10"]
[null,"Motor: Energieeffizienzklasse / SFP-Wert ",null,null,{"$f":"IF(E14=\"\",U54,E14)","v":"IE3 (< 2016)"},{"$f":"IF(K14=\"\",U54,K14)","v":"IE3 (< 2016)"},null,null,null,null,null,"Entfeuchtung",null,0,0,0,0]
[null,"Stufe 1: Volumenstrom /Ventilatorleistung",null,null,{"$f":"E15","v":0},{"$f":"K15","v":0},null,null,null,null,null,"Daten für HG","Leistung kW",null,"Daten für KG"]
[null,"Stufe 2: Volumenstrom /Ventilatorleistung",null,null,{"$f":"E16","v":0},{"$f":"K16","v":0},null,null,null,null,null,"Tab","Bestehend","Optimiert","Bestehend","Optimiert"]
[null,"Stufe 3: Volumenstrom /Ventilatorleistung",null,null,{"$f":"E17","v":0},{"$f":"K17","v":0},null,null,null,null,null,"°C","kW","kW","kW","kW"]
["Saisonaler Volumenstrom","Sommerbetrieb ab einer Aussentemperatur von",null,null,0,{"$f":"E64","v":0},null,null,null,null,null,-25,0,0,0,0]
[null,"Volumenstromerhöhung (dV)",null,null,0,0,null,null,null,null,null,-24,0,0,0,0]
["WRG/KRG","Wärmerückgewinnung","Thermisch",null,{"$f":"IF(E4=\"\",D4,E4)","v":0},{"$f":"E66","v":0},null,null,null,null,null,-23,0,0,0,0]
[null,"Feuchterückgewinnung","Feuchte",null,{"$f":"IF(E5=\"\",D5,E5)","v":0},{"$f":"E67","v":0},null,null,null,null,null,-22,0,0,0,0]
[null,"Bypass für Regulierung KRG/WRG",null,null,"ja","ja",null,null,null,null,null,-21,0,0,0,0]
[null,"Kälterückgewinnung",null,null,"ja","ja",null,null,null,null,null,-20,0,0,0,0]
[null,"Vereisungsschutz ",null,null,{"$f":"D6","v":0},{"$f":"E70","v":0},null,null,null,null,null,-19,0,0,0,0]
[null,"Grenztemp. Vereisungsschutz.",null,null,{"$f":"E39","v":0},{"$f":"K39","v":0},null,null,null,null,null,-18,0,0,0,0]
["Umluft","Frischluftanteil (für Umluftregulierung, f(Zulufttemperatur))","Minimal",null,{"$f":"IF($G$49=$G$50,1-E35,1)","v":1},{"$f":"IF($G$49=$G$50,1-K35,1)","v":1},null,null,null,null,null,-17,0,0,0,0]
[null,null,"Maximal ",null,{"$f":"IF($G$49=$G$50,1-E34,1)","v":1},{"$f":"IF($G$49=$G$50,1-K34,1)","v":1},null,null,null,null,null,-16,0,0,0,0]
[null,"Umluftregulierung anhand von","Temperatur",null,"Temperatur",{"$f":"E74","v":"Temperatur"},null,null,null,null,null,-15,0,0,0,0]
["Frischluftquelle","Vorkonditionierte Luft von LXX, Aussenluft",null,null,"Aussenluft","Aussenluft",null,null,null,null,null,-14,0,0,0,0]
[null,"Art der Vorkonditionierten Luft",null,null,"Aussenluft","Aussenluft",null,null,null,null,null,-13,0,0,0,0]
["Heizregister","Register ist installiert",null,null,{"$f":"IF(E8=S49,G52,G53)","v":"ja"},{"$f":"E77","v":"ja"},null,null,null,null,null,-12,0,0,0,0]
[null,"Leistungsberechnung bei  °C",null,null,{"$f":"VLOOKUP(Startblatt!C6,Klimadaten!B4:J43,9,FALSE)","v":{"$error":"#N/A"}},{"$f":"E78","v":{"$error":"#N/A"}},null,null,null,null,null,-11,0,0,0,0]
[null,"Installierte Leistung ",null,null,null,null,null,null,null,null,null,-10,0,0,0,0]
["Kälteregister","Kühlung installiert",null,null,{"$f":"IF(E7=T49,G52,G53)","v":"ja"},"ja",null,null,null,null,null,-9,0,0,0,0]
[null,"Leistungsberechnung bei  °C",null,null,30,30,null,null,null,null,null,-8,0,0,0,0]
[null,"Installierte Leistung ",null,null,null,null,null,null,null,null,null,-7,0,0,0,0]
[null,"LK-Register Wassertemperaturen","VL ",null,6,6,null,null,null,null,null,-6,0,0,0,0]
[null,null,"RL ",null,12,12,null,null,null,null,null,-5,0,0,0,0]
["Entfeuchtung","Entfeuchtung installiert",null,null,{"$f":"IF(G49=G50,K4,G52)","v":"nein"},{"$f":"E85","v":"nein"},null,null,null,null,null,-4,0,0,0,0]
[null,"Max. zulässige rel. Raumfeuchtigkeit / berechnete Zuluftfeuchtigkeit Sommer",null,null,{"$f":"IF($G$49=$G$50,E37,0.99)","v":0.99},{"$f":"IF($G$49=$G$50,K37,0.99)","v":0.99},null,null,null,null,null,-3,0,0,0,0]
["Befeuchtung","Art der Befeuchtung",null,null,{"$f":"IF(G49=G50,J5,U56)","v":"keine"},{"$f":"E87","v":"keine"},null,null,null,null,null,-2,0,0,0,0]
[null,"Min. zulässige rel. Raumfeuchtigkeit / berechnete Zuluftfeuchtigkeit Winter",null,null,{"$f":"IF($G$49=$G$50,E36,0.01)","v":0.01},{"$f":"IF($G$49=$G$50,K36,0.01)","v":0.01},null,null,null,null,null,-1,0,0,0,0]
[null,"Kaltwassertemperatur",null,null,10,10,null,null,null,null,null,0,0,0,0,0]
["Raumlast","Feuchtigkeitslast im Raum",null,null,0,0,null,null,null,null,null,1,0,0,0,0]
["Nutzungszone",null,null,null,null,null,null,null,null,null,null,2,0,0,0,0]
[null,"Reglungsart des Volumenstroms",null,null,{"$f":"IF(J6=\"\",Begriffe!B468,J6)","v":"Benutzerdefiniert"},{"$f":"E92","v":"Benutzerdefiniert"},null,null,null,null,null,3,0,0,0,0]
[null,"Raumnutzung",null,null,{"$f":"J7","v":0},{"$f":"E93","v":0},null,null,null,null,null,4,0,0,0,0]
["Betriebszeiten:","Tag 1. bis 5.",null,"Tag 6.",null,"Tag 7.",null,null,null,null,null,5,0,0,0,0]
["IST - Zustand","von","bis","von","bis","von","bis",null,null,null,null,6,0,0,0,0]
["Stufe 1",{"$f":"B21","v":"00:00:00"},{"$f":"C21","v":"00:00:00"},{"$f":"B22","v":"00:00:00"},{"$f":"C22","v":"00:00:00"},{"$f":"B23","v":"00:00:00"},{"$f":"C23","v":"00:00:00"},null,null,null,null,7,0,0,0,0]
[null,{"$f":"D21","v":"00:00:00"},{"$f":"E21","v":"00:00:00"},{"$f":"D22","v":"00:00:00"},{"$f":"E22","v":"00:00:00"},{"$f":"D23","v":"00:00:00"},{"$f":"E23","v":"00:00:00"},null,null,null,null,8,0,0,0,0]
[null,null,null,null,null,null,null,null,null,null,null,9,0,0,0,0]
[null,null,null,null,null,null,null,null,null,null,null,10,0,0,0,0]
["Stufe 2",{"$f":"B25","v":"00:00:00"},{"$f":"C25","v":"00:00:00"},{"$f":"B26","v":"00:00:00"},{"$f":"C26","v":"00:00:00"},{"$f":"B27","v":"00:00:00"},{"$f":"C27","v":"00:00:00"},null,null,null,null,11,0,0,0,0]
[null,{"$f":"D25","v":"00:00:00"},{"$f":"E25","v":"00:00:00"},{"$f":"D26","v":"00:00:00"},{"$f":"E26","v":"00:00:00"},{"$f":"D27","v":"00:00:00"},{"$f":"E27","v":"00:00:00"},null,null,null,null,12,0,0,0,0]
[null,null,null,null,null,null,null,null,null,null,null,13,0,0,0,0]
[null,null,null,null,null,null,null,null,null,null,null,14,0,0,0,0]
["Stufe 3",{"$f":"B29","v":"00:00:00"},{"$f":"C29","v":"00:00:00"},{"$f":"B30","v":"00:00:00"},{"$f":"C30","v":"00:00:00"},{"$f":"B31","v":"00:00:00"},{"$f":"C31","v":"00:00:00"},null,null,null,null,15,0,0,0,0]
[null,{"$f":"D29","v":"00:00:00"},{"$f":"E29","v":"00:00:00"},{"$f":"D30","v":"00:00:00"},{"$f":"E30","v":"00:00:00"},{"$f":"D31","v":"00:00:00"},{"$f":"E31","v":"00:00:00"},null,null,null,null,16,0,0,0,0]
[null,null,null,null,null,null,null,null,null,null,null,17,0,0,0,0]
[null,null,null,null,null,null,null,null,null,null,null,18,0,0,0,0]
["Plausibilitätstest","Status",{"$f":"IF((SUM(C96:C107)-SUM(B96:B107))<1,IF((SUM(C96:C107)-SUM(B96:B107))=0,1,2),0)","v":1},"Status",{"$f":"IF((SUM(E96:E107)-SUM(D96:D107))<1,IF((SUM(E96:E107)-SUM(D96:D107))=0,1,2),0)","v":1},"Status",{"$f":"IF((SUM(G96:G107)-SUM(F96:F107))<1,IF((SUM(G96:G107)-SUM(F96:F107))=0,1,2),0)","v":1},null,null,null,null,19,0,0,0,0]
["Betriebszeiten:",{"$f":"B94","v":"Tag 1. bis 5."},null,{"$f":"D94","v":"Tag 6."},null,{"$f":"F94","v":"Tag 7."},null,null,null,null,null,20,0,0,0,0]
["SOLL-Zustand","von","bis","von","bis","von","bis",null,null,null,null,21,0,0,0,0]
["Stufe 1",{"$f":"H21","v":"00:00:00"},{"$f":"I21","v":"00:00:00"},{"$f":"H22","v":"00:00:00"},{"$f":"I22","v":"00:00:00"},{"$f":"H23","v":"00:00:00"},{"$f":"I23","v":"00:00:00"},null,null,null,null,22,0,0,0,0]
[null,{"$f":"J21","v":"00:00:00"},{"$f":"K21","v":"00:00:00"},{"$f":"J22","v":"00:00:00"},{"$f":"K22","v":"00:00:00"},{"$f":"J23","v":"00:00:00"},{"$f":"K23","v":"00:00:00"},null,null,null,null,23,0,0,0,0]
[null,null,null,null,null,null,null,null,null,null,null,24,0,0,0,0]
[null,null,null,null,null,null,null,null,null,null,null,25,0,0,0,0]
["Stufe 2",{"$f":"H25","v":"00:00:00"},{"$f":"I25","v":"00:00:00"},{"$f":"H26","v":"00:00:00"},{"$f":"I26","v":"00:00:00"},{"$f":"H27","v":"00:00:00"},{"$f":"I27","v":"00:00:00"},null,null,null,null,26,0,0,0,0]
[null,{"$f":"J25","v":"00:00:00"},{"$f":"K25","v":"00:00:00"},{"$f":"J26","v":"00:00:00"},{"$f":"K26","v":"00:00:00"},{"$f":"J27","v":"00:00:00"},{"$f":"K27","v":"00:00:00"},null,null,null,null,27,0,0,0,0]
[null,null,null,null,null,null,null,null,null,null,null,28,0,0,0,0]
[null,null,null,null,null,null,null,null,null,null,null,29,0,0,0,0]
["Stufe 3",{"$f":"H29","v":"00:00:00"},{"$f":"I29","v":"00:00:00"},{"$f":"H30","v":"00:00:00"},{"$f":"I30","v":"00:00:00"},{"$f":"H31","v":"00:00:00"},{"$f":"I31","v":"00:00:00"},null,null,null,null,30,0,0,0,0]
[null,{"$f":"J29","v":"00:00:00"},{"$f":"K29","v":"00:00:00"},{"$f":"J30","v":"00:00:00"},{"$f":"K30","v":"00:00:00"},{"$f":"J31","v":"00:00:00"},{"$f":"K31","v":"00:00:00"},null,null,null,null,31,0,0,0,0]
[null,null,null,null,null,null,null,null,null,null,null,32,0,0,0,0]
[null,null,null,null,null,null,null,null,null,null,null,33,0,0,0,0]
["Plausibilitätstest","Status",{"$f":"IF((SUM(C111:C122)-SUM(B111:B122))<1,IF((SUM(C111:C122)-SUM(B111:B122))=0,1,2),0)","v":1},"Status",{"$f":"IF((SUM(E111:E122)-SUM(D111:D122))<1,IF((SUM(E111:E122)-SUM(D111:D122))=0,1,2),0)","v":1},"Status",{"$f":"IF((SUM(G111:G122)-SUM(F111:F122))<1,IF((SUM(G111:G122)-SUM(F111:F122))=0,1,2),0)","v":1},null,null,null,null,34,0,0,0,0]
["Temperaturkurve","Aussenluft","Zuluft","Raumkonditionen",null,null,null,null,null,null,null,35,0,0,0,0]
["IST - Zustand","tA ","tZUL","tRaum "]
[null,{"$f":"IF($G$49=$G$50,C42,E126)","v":-15},{"$f":"IF($G$49=$G$50,D42,F126)","v":22},{"$f":"IF($G$49=$G$50,E42,G126)","v":24},-15,22,24]
[null,{"$f":"IF($G$49=$G$50,C43,E127)","v":22},22,24,22,22,24]
[null,{"$f":"IF($G$49=$G$50,C44,E128)","v":24},22,26,24,22,26]
[null,{"$f":"IF($G$49=$G$50,C45,E129)","v":30},22,26,30,22,26]
["Temperaturkurve","Aussenluft","Zuluft","Raumkonditionen"]
["SOLL-Zustand","tA ","tZUL","tRaum "]
[null,{"$f":"IF($G$49=$G$50,I42,E126)","v":-15},{"$f":"IF($G$49=$G$50,J42,F126)","v":22},{"$f":"IF($G$49=$G$50,K42,G126)","v":24}]
[null,{"$f":"IF($G$49=$G$50,I43,E127)","v":22},22,24]
[null,{"$f":"IF($G$49=$G$50,I44,E128)","v":24},22,26]
[null,{"$f":"IF($G$49=$G$50,I45,E129)","v":30},22,26]

{"sheet":"L08","index":26,"n_rows":135,"n_cols":24,"rows_kept":135,"cut":false,"hidden":true,"merged":[[87,21,87,22],[0,8,0,9],[0,19,0,20],[3,0,3,1],[3,11,7,21],[4,9,4,10],[5,3,5,4],[5,9,5,10],[6,9,6,10],[78,21,78,26],[79,21,79,22],[79,23,79,24],[79,25,79,26],[85,21,85,22]]}
[{"$f":"Begriffe!B435&\" \"&Lüftung!B28&\" \"&Begriffe!B436","v":"Lüftungsanlage  Detail"},null,null,null,{"$f":"Begriffe!B437","v":"Status"},{"$f":"IF(OR(E7=\"\",E8=\"\",K4=\"\",J5=\"\",J6=\"\",D13=\"\",E13=\"\",D14=\"\",E14=\"\",D15=\"\",E15=\"\",J13=\"\",K13=\"\",J14=\"\",K14=\"\",J15=\"\",E34=\"\",E35=\"\",E36=\"\",E37=\"\",E38=\"\",K34=\"\",K35=\"\",K36=\"\",K37=\"\",K38=\"\",C42=\"\",C43=\"\",C44=\"\",C45=\"\",D42=\"\",D43=\"\",D44=\"\",D45=\"\",E42=\"\",E43=\"\",E44=\"\",E45=\"\",I42=\"\",I43=\"\",I44=\"\",I45=\"\",J42=\"\",J43=\"\",J44=\"\",J45=\"\",K42=\"\",K43=\"\",K44=\"\",K45=\"\",B21=\"\",C21=\"\",H21=\"\",I21=\"\",A4=\"\"),1,0)","v":1},null,{"$f":"Begriffe!B438","v":"Verantwortlicher"},null,null,{"$f":"Einführung!K1","v":"V 1.0.0"},{"$f":"A1","v":"Lüftungsanlage  Detail"},null,null,null,null,null,null,{"$f":"H1","v":"Verantwortlicher"},{"$f":"I1","v":0},null,{"$f":"Einführung!K1","v":"V 1.0.0"}]
[]
[{"$f":"Begriffe!B439","v":"Technische Daten"},null,null,null,null,null,null,null,null,null,null,{"$f":"Begriffe!B498","v":"Hinweise"}]
[null,null,{"$f":"Begriffe!B444","v":"Thermisch"},{"$f":"IFERROR(VLOOKUP(A4,U49:X52,3,FALSE),0)","v":0},null,null,{"$f":"Begriffe!B454","v":"Entfeuchtung"}]
[null,null,{"$f":"Begriffe!B445","v":"Feuchte"},{"$f":"IFERROR(VLOOKUP(A4,U49:X52,4,FALSE),0)","v":0},null,null,{"$f":"Begriffe!B455","v":"Befeuchtung"}]
[{"$f":"Begriffe!B446","v":"Vereisungsschutz "},null,null,null,null,null,{"$f":"Begriffe!B459","v":"Reglungsart des Volumenstroms"}]
[{"$f":"Begriffe!B452","v":"Kälteregister"},null,null,null,null,null,{"$f":"Begriffe!B469","v":"Raumnutzung"}]
[{"$f":"Begriffe!B453","v":"Heizregister"}]
[]
[{"$f":"Begriffe!B470","v":"Bestehend"},null,null,null,null,null,{"$f":"Begriffe!B471","v":"Optimiert"},null,null,null,null,{"$f":"Begriffe!B499","v":"Energieverbrauch und Energiekosten"}]
[]
[{"$f":"Begriffe!B472","v":"Motordaten"},null,null,{"$f":"Begriffe!B474","v":"Zuluft"},{"$f":"Begriffe!B475","v":"Abluft"},null,{"$f":"A12","v":"Motordaten"},null,null,{"$f":"D12","v":"Zuluft"},{"$f":"E12","v":"Abluft"},null,null,{"$f":"Begriffe!B500","v":"Kosten Nutzenergie"}]
[null,{"$f":"Begriffe!B473","v":"Motorenleistung (100%)"},null,null,null,null,null,{"$f":"B13","v":"Motorenleistung (100%)"}]
[null,{"$f":"Begriffe!B476","v":"Effizienzklasse"},null,null,null,null,null,{"$f":"B14","v":"Effizienzklasse"}]
[{"$f":"Begriffe!B477","v":"Volumenstrom"},{"$f":"Begriffe!B478","v":"Stufe 1"},null,null,null,null,{"$f":"A15","v":"Volumenstrom"},{"$f":"B15","v":"Stufe 1"}]
[null,{"$f":"Begriffe!B479","v":"Stufe 2"},null,null,null,null,null,{"$f":"B16","v":"Stufe 2"}]
[null,{"$f":"Begriffe!B480","v":"Stufe 3 (100%)"},null,null,null,null,null,{"$f":"B17","v":"Stufe 3 (100%)"},null,null,null,null,null,null,{"$f":"N30","v":"Luftkühlung"},{"$f":"O51","v":0},{"$f":"Q51","v":0}]
[null,null,null,null,null,null,null,null,null,null,null,null,null,null,{"$f":"N31","v":"Lufterwärmung"},0,0]
[{"$f":"Begriffe!B481","v":"Betriebszeiten"},null,null,null,null,null,{"$f":"A19","v":"Betriebszeiten"},null,null,null,null,null,null,null,{"$f":"N32","v":"Erwärmung Bef."},0,0]
[{"$f":"B15","v":"Stufe 1"},{"$f":"Begriffe!B485","v":"von"},{"$f":"Begriffe!B486","v":"bis"},{"$f":"Begriffe!B485","v":"von"},{"$f":"Begriffe!B486","v":"bis"},null,{"$f":"H15","v":"Stufe 1"},{"$f":"B20","v":"von"},{"$f":"C20","v":"bis"},"von","bis",null,null,null,{"$f":"Begriffe!B505","v":"Kühlung Entf."},0,0]
[{"$f":"Begriffe!B482","v":"Mo.-Fr. "},null,null,null,null,null,{"$f":"A21","v":"Mo.-Fr. "},null,null,null,null,null,null,null,{"$f":"Begriffe!B506","v":"Erwärmung Entf."},0,0]
[{"$f":"Begriffe!B483","v":"Samstag"},null,null,null,null,null,{"$f":"A22","v":"Samstag"},null,null,null,null,null,null,null,{"$f":"Begriffe!B507","v":"Luftumwälzung"},0,0]
[{"$f":"Begriffe!B484","v":"Sonntag"},null,null,null,null,null,{"$f":"A23","v":"Sonntag"},null,null,null,null,null,null,null,{"$f":"Begriffe!B508","v":"Wasser Bef."},{"$f":"O59","v":0},{"$f":"Q59","v":0}]
[{"$f":"B16","v":"Stufe 2"},{"$f":"B20","v":"von"},{"$f":"C20","v":"bis"},"von","bis",null,{"$f":"H16","v":"Stufe 2"},{"$f":"B24","v":"von"},{"$f":"C24","v":"bis"},"von","bis"]
[{"$f":"A21","v":"Mo.-Fr. "},null,null,null,null,null,{"$f":"A25","v":"Mo.-Fr. "}]
[{"$f":"A22","v":"Samstag"},null,null,null,null,null,{"$f":"A26","v":"Samstag"}]
["Sonntag",null,null,null,null,null,{"$f":"A27","v":"Sonntag"}]
[{"$f":"B17","v":"Stufe 3 (100%)"},{"$f":"B24","v":"von"},{"$f":"C24","v":"bis"},"von","bis",null,{"$f":"H17","v":"Stufe 3 (100%)"},{"$f":"B28","v":"von"},{"$f":"C28","v":"bis"},"von","bis"]
[{"$f":"A25","v":"Mo.-Fr. "},null,null,null,null,null,{"$f":"A29","v":"Mo.-Fr. "},null,null,null,null,null,null,{"$f":"Begriffe!B501","v":"Nutzenergieart"},null,{"$f":"Begriffe!B511","v":"Bestehend"},{"$f":"Begriffe!B512","v":"Optimiert"},{"$f":"Begriffe!B513","v":"Einsparung "}]
[{"$f":"A26","v":"Samstag"},null,null,null,null,null,{"$f":"A30","v":"Samstag"},null,null,null,null,null,null,{"$f":"Begriffe!B502","v":"Luftkühlung"},null,{"$f":"N51+N54","v":0},{"$f":"P51+P54","v":0},{"$f":"P30-Q30","v":0},{"$f":"ROUND(O51,-1)+ROUND(O54,-1)-ROUND(Q51,-1)-ROUND(Q54,-1)","v":0},{"$f":"IFERROR(R30/P30,0)","v":0}]
[{"$f":"A27","v":"Sonntag"},null,null,null,null,null,{"$f":"A31","v":"Sonntag"},null,null,null,null,null,null,{"$f":"Begriffe!B503","v":"Lufterwärmung"},null,{"$f":"N52+N55","v":0},{"$f":"P52+P55","v":0},{"$f":"P31-Q31","v":0},{"$f":"ROUND(O52,-1)+ROUND(O55,-1)-ROUND(Q52,-1)-ROUND(Q55,-1)","v":0},{"$f":"IFERROR(R31/P31,0)","v":0}]
[null,null,null,null,null,null,null,null,null,null,null,null,null,{"$f":"Begriffe!B504","v":"Erwärmung Bef."},null,{"$f":"N53","v":0},{"$f":"P53","v":0},{"$f":"P32-Q32","v":0},{"$f":"ROUND(O53,-1)-ROUND(Q53,-1)","v":0},{"$f":"IFERROR(R32/P32,0)","v":0}]
[{"$f":"Begriffe!B487","v":"Parameter"},null,null,null,null,null,{"$f":"A33","v":"Parameter"},null,null,null,null,null,null,{"$f":"Begriffe!B509","v":"Elektrische Energie"},null,{"$f":"N56","v":0},{"$f":"P56","v":0},{"$f":"P33-Q33","v":0},{"$f":"ROUND(O56,-1)-ROUND(Q56,-1)","v":0},{"$f":"IFERROR(R33/P33,0)","v":0}]
[null,null,{"$f":"Begriffe!B488","v":"Min. Umluft"},null,null,null,null,null,{"$f":"C34","v":"Min. Umluft"},null,null,null,null,{"$f":"Begriffe!B510","v":"Total"},null,{"$f":"SUM(P30:P33)","v":0},{"$f":"SUM(Q30:Q33)","v":0},{"$f":"SUM(R30:R33)","v":0},{"$f":"SUM(S30:S33)","v":0},{"$f":"IFERROR(R34/P34,0)","v":0}]
[null,null,{"$f":"Begriffe!B489","v":"Max. Umluft"},null,null,null,null,null,{"$f":"C35","v":"Max. Umluft"}]
[null,null,{"$f":"Begriffe!B490","v":"Min. Raumfeuchte"},null,null,null,null,null,"Min. Raumfeuchte"]
[null,null,{"$f":"Begriffe!B491","v":"Max. Raumfeuchte "},null,null,null,null,null,"Max. Raumfeuchte "]
[null,null,{"$f":"Begriffe!B492","v":"Nachtauskühlung "},null,null,null,null,null,"Nachtauskühlung "]
[null,null,{"$f":"Begriffe!B493","v":"Grenztemp. Vereisungsschutz"},null,null,null,null,null,"Grenztemp. Vereisungsschutz"]
[]
[{"$f":"Begriffe!B494","v":"Temperaturkurve"},null,{"$f":"Begriffe!B495","v":"Aussentemp."},{"$f":"Begriffe!B496","v":"Zulufttemp."},{"$f":"Begriffe!B497","v":"Raumtemp."},null,{"$f":"A41","v":"Temperaturkurve"},null,{"$f":"C41","v":"Aussentemp."},{"$f":"D41","v":"Zulufttemp."},{"$f":"E41","v":"Raumtemp."}]
[]
[]
[]
[]
[]
["Eingabe",null,null,null,null,null,null,null,null,null,null,"Ergebnisse"]
["IST - Zustand",null,null,null,"IST-Zustand","SOLL - Zustand",{"$f":"MID(CELL(\"dateiname\",B1),FIND(\"]\",CELL(\"dateiname\",B1))+1,255)","v":"L08"},null,null,null,null,"Energieverbrauch ",null,"IST",null,"SOLL",null,null,"Heizgruppen","Kältegruppen",null,null,"Thermisch","Feuchte"]
[null,"Luftwechsel","Klimatsierte Fläche",null,2,{"$f":"E49","v":2},{"$f":"VLOOKUP(G48,Lüftung!A6:D15,4,FALSE)","v":"nein"},null,null,null,null,null,null,"Nutzenergie","Kosten","Nutzenergie","Kosten",null,{"$f":"G52","v":"nein"},{"$f":"G52","v":"nein"},{"$f":"Begriffe!B440","v":"keine"},null,0,0]
[null,null,"Durchschnittliche Raumhöhe",null,3,{"$f":"E50","v":3},{"$f":"G53","v":"ja"},null,null,null,null,null,null,"[kWh]","[CHF/a]","[kWh]","[CHF/a]",null,"H01","K01",{"$f":"Begriffe!B441","v":"Kreuzstromwärmeübertrager"},null,0.65,0]
[null,"Art der Lufteinbringung",null,null,"Mischluft","Mischluft",null,null,null,null,null,"Luftkühlung",null,0,0,0,0,null,"H02","K02",{"$f":"Begriffe!B442","v":"Kreisverbundsystem"},null,0.6,0]
[null,"Luftfilterklasse","Vorfilter",null,"0 keinen","0 keinen",{"$f":"Begriffe!B76","v":"nein"},null,null,null,null,"Lufterwärmung",null,0,0,0,0,null,"H03","K03",{"$f":"Begriffe!B443","v":"Rotationswärmeübertrager"},null,0.75,0.6]
[null,null,"Nachfilter",null,"0 keinen","0 keinen",{"$f":"Begriffe!B77","v":"ja"},null,null,null,null,"Erwärmung Bef.",null,0,0,0,0,null,"H04","K04"]
["ZUL-Ventilator","Leistung des ZUL-Ventilators auf Stufe 1",null,null,{"$f":"D13","v":0},{"$f":"J13","v":0},null,null,null,null,null,"Entfeuchtung","Kühlung Entf.",0,0,0,0,null,"H05","K05",{"$f":"'Berechnung LU'!M11","v":"IE3 (< 2016)"}]
[null,"Motor: Energieeffizienzklasse / SFP-Wert ",null,null,{"$f":"IF(D14=\"\",U54,D14)","v":"IE3 (< 2016)"},{"$f":"IF(J14=\"\",U54,J14)","v":"IE3 (< 2016)"},null,null,null,null,null,null,"Erwärmung Entf.",0,0,0,0,null,"H06","K06"]
[null,"Stufe 1: Volumenstrom /Ventilatorleistung",null,null,{"$f":"D15","v":0},{"$f":"J15","v":0},null,null,null,null,null,"Luftumwälzung","Ventilator",0,0,0,0,null,"H07","K07",{"$f":"'Berechnung LU'!S14","v":"keine"}]
[null,"Stufe 2: Volumenstrom /Ventilatorleistung",null,null,{"$f":"D16","v":0},{"$f":"J16","v":0},null,null,null,null,null,"Total Energie",null,0,0,0,0,null,"H08","K08"]
[null,"Stufe 3: Volumenstrom /Ventilatorleistung",null,null,{"$f":"D17","v":0},{"$f":"J17","v":0},null,null,null,null,null,null,null,"Liter/a","[CHF/a]","Liter/a","[CHF/a]",null,"H09","K09"]
["ABL-Ventilator","Leistung des ABL-Ventilators auf Stufe 1",null,null,{"$f":"E13","v":0},{"$f":"K13","v":0},null,null,null,null,null,"Wasser Bef.",null,0,0,0,0,null,"H10","K10"]
[null,"Motor: Energieeffizienzklasse / SFP-Wert ",null,null,{"$f":"IF(E14=\"\",U54,E14)","v":"IE3 (< 2016)"},{"$f":"IF(K14=\"\",U54,K14)","v":"IE3 (< 2016)"},null,null,null,null,null,"Entfeuchtung",null,0,0,0,0]
[null,"Stufe 1: Volumenstrom /Ventilatorleistung",null,null,{"$f":"E15","v":0},{"$f":"K15","v":0},null,null,null,null,null,"Daten für HG","Leistung kW",null,"Daten für KG"]
[null,"Stufe 2: Volumenstrom /Ventilatorleistung",null,null,{"$f":"E16","v":0},{"$f":"K16","v":0},null,null,null,null,null,"Tab","Bestehend","Optimiert","Bestehend","Optimiert"]
[null,"Stufe 3: Volumenstrom /Ventilatorleistung",null,null,{"$f":"E17","v":0},{"$f":"K17","v":0},null,null,null,null,null,"°C","kW","kW","kW","kW"]
["Saisonaler Volumenstrom","Sommerbetrieb ab einer Aussentemperatur von",null,null,0,{"$f":"E64","v":0},null,null,null,null,null,-25,0,0,0,0]
[null,"Volumenstromerhöhung (dV)",null,null,0,0,null,null,null,null,null,-24,0,0,0,0]
["WRG/KRG","Wärmerückgewinnung","Thermisch",null,{"$f":"IF(E4=\"\",D4,E4)","v":0},{"$f":"E66","v":0},null,null,null,null,null,-23,0,0,0,0]
[null,"Feuchterückgewinnung","Feuchte",null,{"$f":"IF(E5=\"\",D5,E5)","v":0},{"$f":"E67","v":0},null,null,null,null,null,-22,0,0,0,0]
[null,"Bypass für Regulierung KRG/WRG",null,null,"ja","ja",null,null,null,null,null,-21,0,0,0,0]
[null,"Kälterückgewinnung",null,null,"ja","ja",null,null,null,null,null,-20,0,0,0,0]
[null,"Vereisungsschutz ",null,null,{"$f":"D6","v":0},{"$f":"E70","v":0},null,null,null,null,null,-19,0,0,0,0]
[null,"Grenztemp. Vereisungsschutz.",null,null,{"$f":"E39","v":0},{"$f":"K39","v":0},null,null,null,null,null,-18,0,0,0,0]
["Umluft","Frischluftanteil (für Umluftregulierung, f(Zulufttemperatur))","Minimal",null,{"$f":"IF($G$49=$G$50,1-E35,1)","v":1},{"$f":"IF($G$49=$G$50,1-K35,1)","v":1},null,null,null,null,null,-17,0,0,0,0]
[null,null,"Maximal ",null,{"$f":"IF($G$49=$G$50,1-E34,1)","v":1},{"$f":"IF($G$49=$G$50,1-K34,1)","v":1},null,null,null,null,null,-16,0,0,0,0]
[null,"Umluftregulierung anhand von","Temperatur",null,"Temperatur",{"$f":"E74","v":"Temperatur"},null,null,null,null,null,-15,0,0,0,0]
["Frischluftquelle","Vorkonditionierte Luft von LXX, Aussenluft",null,null,"Aussenluft","Aussenluft",null,null,null,null,null,-14,0,0,0,0]
[null,"Art der Vorkonditionierten Luft",null,null,"Aussenluft","Aussenluft",null,null,null,null,null,-13,0,0,0,0]
["Heizregister","Register ist installiert",null,null,{"$f":"IF(E8=S49,G52,G53)","v":"ja"},{"$f":"E77","v":"ja"},null,null,null,null,null,-12,0,0,0,0]
[null,"Leistungsberechnung bei  °C",null,null,{"$f":"VLOOKUP(Startblatt!C6,Klimadaten!B4:J43,9,FALSE)","v":{"$error":"#N/A"}},{"$f":"E78","v":{"$error":"#N/A"}},null,null,null,null,null,-11,0,0,0,0]
[null,"Installierte Leistung ",null,null,null,null,null,null,null,null,null,-10,0,0,0,0]
["Kälteregister","Kühlung installiert",null,null,{"$f":"IF(E7=T49,G52,G53)","v":"ja"},"ja",null,null,null,null,null,-9,0,0,0,0]
[null,"Leistungsberechnung bei  °C",null,null,30,30,null,null,null,null,null,-8,0,0,0,0]
[null,"Installierte Leistung ",null,null,null,null,null,null,null,null,null,-7,0,0,0,0]
[null,"LK-Register Wassertemperaturen","VL ",null,6,6,null,null,null,null,null,-6,0,0,0,0]
[null,null,"RL ",null,12,12,null,null,null,null,null,-5,0,0,0,0]
["Entfeuchtung","Entfeuchtung installiert",null,null,{"$f":"IF(G49=G50,K4,G52)","v":"nein"},{"$f":"E85","v":"nein"},null,null,null,null,null,-4,0,0,0,0]
[null,"Max. zulässige rel. Raumfeuchtigkeit / berechnete Zuluftfeuchtigkeit Sommer",null,null,{"$f":"IF($G$49=$G$50,E37,0.99)","v":0.99},{"$f":"IF($G$49=$G$50,K37,0.99)","v":0.99},null,null,null,null,null,-3,0,0,0,0]
["Befeuchtung","Art der Befeuchtung",null,null,{"$f":"IF(G49=G50,J5,U56)","v":"keine"},{"$f":"E87","v":"keine"},null,null,null,null,null,-2,0,0,0,0]
[null,"Min. zulässige rel. Raumfeuchtigkeit / berechnete Zuluftfeuchtigkeit Winter",null,null,{"$f":"IF($G$49=$G$50,E36,0.01)","v":0.01},{"$f":"IF($G$49=$G$50,K36,0.01)","v":0.01},null,null,null,null,null,-1,0,0,0,0]
[null,"Kaltwassertemperatur",null,null,10,10,null,null,null,null,null,0,0,0,0,0]
["Raumlast","Feuchtigkeitslast im Raum",null,null,0,0,null,null,null,null,null,1,0,0,0,0]
["Nutzungszone",null,null,null,null,null,null,null,null,null,null,2,0,0,0,0]
[null,"Reglungsart des Volumenstroms",null,null,{"$f":"IF(J6=\"\",Begriffe!B468,J6)","v":"Benutzerdefiniert"},{"$f":"E92","v":"Benutzerdefiniert"},null,null,null,null,null,3,0,0,0,0]
[null,"Raumnutzung",null,null,{"$f":"J7","v":0},{"$f":"E93","v":0},null,null,null,null,null,4,0,0,0,0]
["Betriebszeiten:","Tag 1. bis 5.",null,"Tag 6.",null,"Tag 7.",null,null,null,null,null,5,0,0,0,0]
["IST - Zustand","von","bis","von","bis","von","bis",null,null,null,null,6,0,0,0,0]
["Stufe 1",{"$f":"B21","v":"00:00:00"},{"$f":"C21","v":"00:00:00"},{"$f":"B22","v":"00:00:00"},{"$f":"C22","v":"00:00:00"},{"$f":"B23","v":"00:00:00"},{"$f":"C23","v":"00:00:00"},null,null,null,null,7,0,0,0,0]
[null,{"$f":"D21","v":"00:00:00"},{"$f":"E21","v":"00:00:00"},{"$f":"D22","v":"00:00:00"},{"$f":"E22","v":"00:00:00"},{"$f":"D23","v":"00:00:00"},{"$f":"E23","v":"00:00:00"},null,null,null,null,8,0,0,0,0]
[null,null,null,null,null,null,null,null,null,null,null,9,0,0,0,0]
[null,null,null,null,null,null,null,null,null,null,null,10,0,0,0,0]
["Stufe 2",{"$f":"B25","v":"00:00:00"},{"$f":"C25","v":"00:00:00"},{"$f":"B26","v":"00:00:00"},{"$f":"C26","v":"00:00:00"},{"$f":"B27","v":"00:00:00"},{"$f":"C27","v":"00:00:00"},null,null,null,null,11,0,0,0,0]
[null,{"$f":"D25","v":"00:00:00"},{"$f":"E25","v":"00:00:00"},{"$f":"D26","v":"00:00:00"},{"$f":"E26","v":"00:00:00"},{"$f":"D27","v":"00:00:00"},{"$f":"E27","v":"00:00:00"},null,null,null,null,12,0,0,0,0]
[null,null,null,null,null,null,null,null,null,null,null,13,0,0,0,0]
[null,null,null,null,null,null,null,null,null,null,null,14,0,0,0,0]
["Stufe 3",{"$f":"B29","v":"00:00:00"},{"$f":"C29","v":"00:00:00"},{"$f":"B30","v":"00:00:00"},{"$f":"C30","v":"00:00:00"},{"$f":"B31","v":"00:00:00"},{"$f":"C31","v":"00:00:00"},null,null,null,null,15,0,0,0,0]
[null,{"$f":"D29","v":"00:00:00"},{"$f":"E29","v":"00:00:00"},{"$f":"D30","v":"00:00:00"},{"$f":"E30","v":"00:00:00"},{"$f":"D31","v":"00:00:00"},{"$f":"E31","v":"00:00:00"},null,null,null,null,16,0,0,0,0]
[null,null,null,null,null,null,null,null,null,null,null,17,0,0,0,0]
[null,null,null,null,null,null,null,null,null,null,null,18,0,0,0,0]
["Plausibilitätstest","Status",{"$f":"IF((SUM(C96:C107)-SUM(B96:B107))<1,IF((SUM(C96:C107)-SUM(B96:B107))=0,1,2),0)","v":1},"Status",{"$f":"IF((SUM(E96:E107)-SUM(D96:D107))<1,IF((SUM(E96:E107)-SUM(D96:D107))=0,1,2),0)","v":1},"Status",{"$f":"IF((SUM(G96:G107)-SUM(F96:F107))<1,IF((SUM(G96:G107)-SUM(F96:F107))=0,1,2),0)","v":1},null,null,null,null,19,0,0,0,0]
["Betriebszeiten:",{"$f":"B94","v":"Tag 1. bis 5."},null,{"$f":"D94","v":"Tag 6."},null,{"$f":"F94","v":"Tag 7."},null,null,null,null,null,20,0,0,0,0]
["SOLL-Zustand","von","bis","von","bis","von","bis",null,null,null,null,21,0,0,0,0]
["Stufe 1",{"$f":"H21","v":"00:00:00"},{"$f":"I21","v":"00:00:00"},{"$f":"H22","v":"00:00:00"},{"$f":"I22","v":"00:00:00"},{"$f":"H23","v":"00:00:00"},{"$f":"I23","v":"00:00:00"},null,null,null,null,22,0,0,0,0]
[null,{"$f":"J21","v":"00:00:00"},{"$f":"K21","v":"00:00:00"},{"$f":"J22","v":"00:00:00"},{"$f":"K22","v":"00:00:00"},{"$f":"J23","v":"00:00:00"},{"$f":"K23","v":"00:00:00"},null,null,null,null,23,0,0,0,0]
[null,null,null,null,null,null,null,null,null,null,null,24,0,0,0,0]
[null,null,null,null,null,null,null,null,null,null,null,25,0,0,0,0]
["Stufe 2",{"$f":"H25","v":"00:00:00"},{"$f":"I25","v":"00:00:00"},{"$f":"H26","v":"00:00:00"},{"$f":"I26","v":"00:00:00"},{"$f":"H27","v":"00:00:00"},{"$f":"I27","v":"00:00:00"},null,null,null,null,26,0,0,0,0]
[null,{"$f":"J25","v":"00:00:00"},{"$f":"K25","v":"00:00:00"},{"$f":"J26","v":"00:00:00"},{"$f":"K26","v":"00:00:00"},{"$f":"J27","v":"00:00:00"},{"$f":"K27","v":"00:00:00"},null,null,null,null,27,0,0,0,0]
[null,null,null,null,null,null,null,null,null,null,null,28,0,0,0,0]
[null,null,null,null,null,null,null,null,null,null,null,29,0,0,0,0]
["Stufe 3",{"$f":"H29","v":"00:00:00"},{"$f":"I29","v":"00:00:00"},{"$f":"H30","v":"00:00:00"},{"$f":"I30","v":"00:00:00"},{"$f":"H31","v":"00:00:00"},{"$f":"I31","v":"00:00:00"},null,null,null,null,30,0,0,0,0]
[null,{"$f":"J29","v":"00:00:00"},{"$f":"K29","v":"00:00:00"},{"$f":"J30","v":"00:00:00"},{"$f":"K30","v":"00:00:00"},{"$f":"J31","v":"00:00:00"},{"$f":"K31","v":"00:00:00"},null,null,null,null,31,0,0,0,0]
[null,null,null,null,null,null,null,null,null,null,null,32,0,0,0,0]
[null,null,null,null,null,null,null,null,null,null,null,33,0,0,0,0]
["Plausibilitätstest","Status",{"$f":"IF((SUM(C111:C122)-SUM(B111:B122))<1,IF((SUM(C111:C122)-SUM(B111:B122))=0,1,2),0)","v":1},"Status",{"$f":"IF((SUM(E111:E122)-SUM(D111:D122))<1,IF((SUM(E111:E122)-SUM(D111:D122))=0,1,2),0)","v":1},"Status",{"$f":"IF((SUM(G111:G122)-SUM(F111:F122))<1,IF((SUM(G111:G122)-SUM(F111:F122))=0,1,2),0)","v":1},null,null,null,null,34,0,0,0,0]
["Temperaturkurve","Aussenluft","Zuluft","Raumkonditionen",null,null,null,null,null,null,null,35,0,0,0,0]
["IST - Zustand","tA ","tZUL","tRaum "]
[null,{"$f":"IF($G$49=$G$50,C42,E126)","v":-15},{"$f":"IF($G$49=$G$50,D42,F126)","v":22},{"$f":"IF($G$49=$G$50,E42,G126)","v":24},-15,22,24]
[null,{"$f":"IF($G$49=$G$50,C43,E127)","v":22},22,24,22,22,24]
[null,{"$f":"IF($G$49=$G$50,C44,E128)","v":24},22,26,24,22,26]
[null,{"$f":"IF($G$49=$G$50,C45,E129)","v":30},22,26,30,22,26]
["Temperaturkurve","Aussenluft","Zuluft","Raumkonditionen"]
["SOLL-Zustand","tA ","tZUL","tRaum "]
[null,{"$f":"IF($G$49=$G$50,I42,E126)","v":-15},{"$f":"IF($G$49=$G$50,J42,F126)","v":22},{"$f":"IF($G$49=$G$50,K42,G126)","v":24}]
[null,{"$f":"IF($G$49=$G$50,I43,E127)","v":22},22,24]
[null,{"$f":"IF($G$49=$G$50,I44,E128)","v":24},22,26]
[null,{"$f":"IF($G$49=$G$50,I45,E129)","v":30},22,26]

{"sheet":"L09","index":27,"n_rows":135,"n_cols":24,"rows_kept":135,"cut":false,"hidden":true,"merged":[[87,21,87,22],[0,8,0,9],[0,19,0,20],[3,0,3,1],[3,11,7,21],[4,9,4,10],[5,3,5,4],[5,9,5,10],[6,9,6,10],[78,21,78,26],[79,21,79,22],[79,23,79,24],[79,25,79,26],[85,21,85,22]]}
[{"$f":"Begriffe!B435&\" \"&Lüftung!B29&\" \"&Begriffe!B436","v":"Lüftungsanlage  Detail"},null,null,null,{"$f":"Begriffe!B437","v":"Status"},{"$f":"IF(OR(E7=\"\",E8=\"\",K4=\"\",J5=\"\",J6=\"\",D13=\"\",E13=\"\",D14=\"\",E14=\"\",D15=\"\",E15=\"\",J13=\"\",K13=\"\",J14=\"\",K14=\"\",J15=\"\",E34=\"\",E35=\"\",E36=\"\",E37=\"\",E38=\"\",K34=\"\",K35=\"\",K36=\"\",K37=\"\",K38=\"\",C42=\"\",C43=\"\",C44=\"\",C45=\"\",D42=\"\",D43=\"\",D44=\"\",D45=\"\",E42=\"\",E43=\"\",E44=\"\",E45=\"\",I42=\"\",I43=\"\",I44=\"\",I45=\"\",J42=\"\",J43=\"\",J44=\"\",J45=\"\",K42=\"\",K43=\"\",K44=\"\",K45=\"\",B21=\"\",C21=\"\",H21=\"\",I21=\"\",A4=\"\"),1,0)","v":1},null,{"$f":"Begriffe!B438","v":"Verantwortlicher"},null,null,{"$f":"Einführung!K1","v":"V 1.0.0"},{"$f":"A1","v":"Lüftungsanlage  Detail"},null,null,null,null,null,null,{"$f":"H1","v":"Verantwortlicher"},{"$f":"I1","v":0},null,{"$f":"Einführung!K1","v":"V 1.0.0"}]
[]
[{"$f":"Begriffe!B439","v":"Technische Daten"},null,null,null,null,null,null,null,null,null,null,{"$f":"Begriffe!B498","v":"Hinweise"}]
[null,null,{"$f":"Begriffe!B444","v":"Thermisch"},{"$f":"IFERROR(VLOOKUP(A4,U49:X52,3,FALSE),0)","v":0},null,null,{"$f":"Begriffe!B454","v":"Entfeuchtung"}]
[null,null,{"$f":"Begriffe!B445","v":"Feuchte"},{"$f":"IFERROR(VLOOKUP(A4,U49:X52,4,FALSE),0)","v":0},null,null,{"$f":"Begriffe!B455","v":"Befeuchtung"}]
[{"$f":"Begriffe!B446","v":"Vereisungsschutz "},null,null,null,null,null,{"$f":"Begriffe!B459","v":"Reglungsart des Volumenstroms"}]
[{"$f":"Begriffe!B452","v":"Kälteregister"},null,null,null,null,null,{"$f":"Begriffe!B469","v":"Raumnutzung"}]
[{"$f":"Begriffe!B453","v":"Heizregister"}]
[]
[{"$f":"Begriffe!B470","v":"Bestehend"},null,null,null,null,null,{"$f":"Begriffe!B471","v":"Optimiert"},null,null,null,null,{"$f":"Begriffe!B499","v":"Energieverbrauch und Energiekosten"}]
[]
[{"$f":"Begriffe!B472","v":"Motordaten"},null,null,{"$f":"Begriffe!B474","v":"Zuluft"},{"$f":"Begriffe!B475","v":"Abluft"},null,{"$f":"A12","v":"Motordaten"},null,null,{"$f":"D12","v":"Zuluft"},{"$f":"E12","v":"Abluft"},null,null,{"$f":"Begriffe!B500","v":"Kosten Nutzenergie"}]
[null,{"$f":"Begriffe!B473","v":"Motorenleistung (100%)"},null,null,null,null,null,{"$f":"B13","v":"Motorenleistung (100%)"}]
[null,{"$f":"Begriffe!B476","v":"Effizienzklasse"},null,null,null,null,null,{"$f":"B14","v":"Effizienzklasse"}]
[{"$f":"Begriffe!B477","v":"Volumenstrom"},{"$f":"Begriffe!B478","v":"Stufe 1"},null,null,null,null,{"$f":"A15","v":"Volumenstrom"},{"$f":"B15","v":"Stufe 1"}]
[null,{"$f":"Begriffe!B479","v":"Stufe 2"},null,null,null,null,null,{"$f":"B16","v":"Stufe 2"}]
[null,{"$f":"Begriffe!B480","v":"Stufe 3 (100%)"},null,null,null,null,null,{"$f":"B17","v":"Stufe 3 (100%)"},null,null,null,null,null,null,{"$f":"N30","v":"Luftkühlung"},{"$f":"O51","v":0},{"$f":"Q51","v":0}]
[null,null,null,null,null,null,null,null,null,null,null,null,null,null,{"$f":"N31","v":"Lufterwärmung"},0,0]
[{"$f":"Begriffe!B481","v":"Betriebszeiten"},null,null,null,null,null,{"$f":"A19","v":"Betriebszeiten"},null,null,null,null,null,null,null,{"$f":"N32","v":"Erwärmung Bef."},0,0]
[{"$f":"B15","v":"Stufe 1"},{"$f":"Begriffe!B485","v":"von"},{"$f":"Begriffe!B486","v":"bis"},{"$f":"Begriffe!B485","v":"von"},{"$f":"Begriffe!B486","v":"bis"},null,{"$f":"H15","v":"Stufe 1"},{"$f":"B20","v":"von"},{"$f":"C20","v":"bis"},"von","bis",null,null,null,{"$f":"Begriffe!B505","v":"Kühlung Entf."},0,0]
[{"$f":"Begriffe!B482","v":"Mo.-Fr. "},null,null,null,null,null,{"$f":"A21","v":"Mo.-Fr. "},null,null,null,null,null,null,null,{"$f":"Begriffe!B506","v":"Erwärmung Entf."},0,0]
[{"$f":"Begriffe!B483","v":"Samstag"},null,null,null,null,null,{"$f":"A22","v":"Samstag"},null,null,null,null,null,null,null,{"$f":"Begriffe!B507","v":"Luftumwälzung"},0,0]
[{"$f":"Begriffe!B484","v":"Sonntag"},null,null,null,null,null,{"$f":"A23","v":"Sonntag"},null,null,null,null,null,null,null,{"$f":"Begriffe!B508","v":"Wasser Bef."},{"$f":"O59","v":0},{"$f":"Q59","v":0}]
[{"$f":"B16","v":"Stufe 2"},{"$f":"B20","v":"von"},{"$f":"C20","v":"bis"},"von","bis",null,{"$f":"H16","v":"Stufe 2"},{"$f":"B24","v":"von"},{"$f":"C24","v":"bis"},"von","bis"]
[{"$f":"A21","v":"Mo.-Fr. "},null,null,null,null,null,{"$f":"A25","v":"Mo.-Fr. "}]
[{"$f":"A22","v":"Samstag"},null,null,null,null,null,{"$f":"A26","v":"Samstag"}]
["Sonntag",null,null,null,null,null,{"$f":"A27","v":"Sonntag"}]
[{"$f":"B17","v":"Stufe 3 (100%)"},{"$f":"B24","v":"von"},{"$f":"C24","v":"bis"},"von","bis",null,{"$f":"H17","v":"Stufe 3 (100%)"},{"$f":"B28","v":"von"},{"$f":"C28","v":"bis"},"von","bis"]
[{"$f":"A25","v":"Mo.-Fr. "},null,null,null,null,null,{"$f":"A29","v":"Mo.-Fr. "},null,null,null,null,null,null,{"$f":"Begriffe!B501","v":"Nutzenergieart"},null,{"$f":"Begriffe!B511","v":"Bestehend"},{"$f":"Begriffe!B512","v":"Optimiert"},{"$f":"Begriffe!B513","v":"Einsparung "}]
[{"$f":"A26","v":"Samstag"},null,null,null,null,null,{"$f":"A30","v":"Samstag"},null,null,null,null,null,null,{"$f":"Begriffe!B502","v":"Luftkühlung"},null,{"$f":"N51+N54","v":0},{"$f":"P51+P54","v":0},{"$f":"P30-Q30","v":0},{"$f":"ROUND(O51,-1)+ROUND(O54,-1)-ROUND(Q51,-1)-ROUND(Q54,-1)","v":0},{"$f":"IFERROR(R30/P30,0)","v":0}]
[{"$f":"A27","v":"Sonntag"},null,null,null,null,null,{"$f":"A31","v":"Sonntag"},null,null,null,null,null,null,{"$f":"Begriffe!B503","v":"Lufterwärmung"},null,{"$f":"N52+N55","v":0},{"$f":"P52+P55","v":0},{"$f":"P31-Q31","v":0},{"$f":"ROUND(O52,-1)+ROUND(O55,-1)-ROUND(Q52,-1)-ROUND(Q55,-1)","v":0},{"$f":"IFERROR(R31/P31,0)","v":0}]
[null,null,null,null,null,null,null,null,null,null,null,null,null,{"$f":"Begriffe!B504","v":"Erwärmung Bef."},null,{"$f":"N53","v":0},{"$f":"P53","v":0},{"$f":"P32-Q32","v":0},{"$f":"ROUND(O53,-1)-ROUND(Q53,-1)","v":0},{"$f":"IFERROR(R32/P32,0)","v":0}]
[{"$f":"Begriffe!B487","v":"Parameter"},null,null,null,null,null,{"$f":"A33","v":"Parameter"},null,null,null,null,null,null,{"$f":"Begriffe!B509","v":"Elektrische Energie"},null,{"$f":"N56","v":0},{"$f":"P56","v":0},{"$f":"P33-Q33","v":0},{"$f":"ROUND(O56,-1)-ROUND(Q56,-1)","v":0},{"$f":"IFERROR(R33/P33,0)","v":0}]
[null,null,{"$f":"Begriffe!B488","v":"Min. Umluft"},null,null,null,null,null,{"$f":"C34","v":"Min. Umluft"},null,null,null,null,{"$f":"Begriffe!B510","v":"Total"},null,{"$f":"SUM(P30:P33)","v":0},{"$f":"SUM(Q30:Q33)","v":0},{"$f":"SUM(R30:R33)","v":0},{"$f":"SUM(S30:S33)","v":0},{"$f":"IFERROR(R34/P34,0)","v":0}]
[null,null,{"$f":"Begriffe!B489","v":"Max. Umluft"},null,null,null,null,null,{"$f":"C35","v":"Max. Umluft"}]
[null,null,{"$f":"Begriffe!B490","v":"Min. Raumfeuchte"},null,null,null,null,null,"Min. Raumfeuchte"]
[null,null,{"$f":"Begriffe!B491","v":"Max. Raumfeuchte "},null,null,null,null,null,"Max. Raumfeuchte "]
[null,null,{"$f":"Begriffe!B492","v":"Nachtauskühlung "},null,null,null,null,null,"Nachtauskühlung "]
[null,null,{"$f":"Begriffe!B493","v":"Grenztemp. Vereisungsschutz"},null,null,null,null,null,"Grenztemp. Vereisungsschutz"]
[]
[{"$f":"Begriffe!B494","v":"Temperaturkurve"},null,{"$f":"Begriffe!B495","v":"Aussentemp."},{"$f":"Begriffe!B496","v":"Zulufttemp."},{"$f":"Begriffe!B497","v":"Raumtemp."},null,{"$f":"A41","v":"Temperaturkurve"},null,{"$f":"C41","v":"Aussentemp."},{"$f":"D41","v":"Zulufttemp."},{"$f":"E41","v":"Raumtemp."}]
[]
[]
[]
[]
[]
["Eingabe",null,null,null,null,null,null,null,null,null,null,"Ergebnisse"]
["IST - Zustand",null,null,null,"IST-Zustand","SOLL - Zustand",{"$f":"MID(CELL(\"dateiname\",B1),FIND(\"]\",CELL(\"dateiname\",B1))+1,255)","v":"L09"},null,null,null,null,"Energieverbrauch ",null,"IST",null,"SOLL",null,null,"Heizgruppen","Kältegruppen",null,null,"Thermisch","Feuchte"]
[null,"Luftwechsel","Klimatsierte Fläche",null,2,{"$f":"E49","v":2},{"$f":"VLOOKUP(G48,Lüftung!A6:D15,4,FALSE)","v":"nein"},null,null,null,null,null,null,"Nutzenergie","Kosten","Nutzenergie","Kosten",null,{"$f":"G52","v":"nein"},{"$f":"G52","v":"nein"},{"$f":"Begriffe!B440","v":"keine"},null,0,0]
[null,null,"Durchschnittliche Raumhöhe",null,3,{"$f":"E50","v":3},{"$f":"G53","v":"ja"},null,null,null,null,null,null,"[kWh]","[CHF/a]","[kWh]","[CHF/a]",null,"H01","K01",{"$f":"Begriffe!B441","v":"Kreuzstromwärmeübertrager"},null,0.65,0]
[null,"Art der Lufteinbringung",null,null,"Mischluft","Mischluft",null,null,null,null,null,"Luftkühlung",null,0,0,0,0,null,"H02","K02",{"$f":"Begriffe!B442","v":"Kreisverbundsystem"},null,0.6,0]
[null,"Luftfilterklasse","Vorfilter",null,"0 keinen","0 keinen",{"$f":"Begriffe!B76","v":"nein"},null,null,null,null,"Lufterwärmung",null,0,0,0,0,null,"H03","K03",{"$f":"Begriffe!B443","v":"Rotationswärmeübertrager"},null,0.75,0.6]
[null,null,"Nachfilter",null,"0 keinen","0 keinen",{"$f":"Begriffe!B77","v":"ja"},null,null,null,null,"Erwärmung Bef.",null,0,0,0,0,null,"H04","K04"]
["ZUL-Ventilator","Leistung des ZUL-Ventilators auf Stufe 1",null,null,{"$f":"D13","v":0},{"$f":"J13","v":0},null,null,null,null,null,"Entfeuchtung","Kühlung Entf.",0,0,0,0,null,"H05","K05",{"$f":"'Berechnung LU'!M11","v":"IE3 (< 2016)"}]
[null,"Motor: Energieeffizienzklasse / SFP-Wert ",null,null,{"$f":"IF(D14=\"\",U54,D14)","v":"IE3 (< 2016)"},{"$f":"IF(J14=\"\",U54,J14)","v":"IE3 (< 2016)"},null,null,null,null,null,null,"Erwärmung Entf.",0,0,0,0,null,"H06","K06"]
[null,"Stufe 1: Volumenstrom /Ventilatorleistung",null,null,{"$f":"D15","v":0},{"$f":"J15","v":0},null,null,null,null,null,"Luftumwälzung","Ventilator",0,0,0,0,null,"H07","K07",{"$f":"'Berechnung LU'!S14","v":"keine"}]
[null,"Stufe 2: Volumenstrom /Ventilatorleistung",null,null,{"$f":"D16","v":0},{"$f":"J16","v":0},null,null,null,null,null,"Total Energie",null,0,0,0,0,null,"H08","K08"]
[null,"Stufe 3: Volumenstrom /Ventilatorleistung",null,null,{"$f":"D17","v":0},{"$f":"J17","v":0},null,null,null,null,null,null,null,"Liter/a","[CHF/a]","Liter/a","[CHF/a]",null,"H09","K09"]
["ABL-Ventilator","Leistung des ABL-Ventilators auf Stufe 1",null,null,{"$f":"E13","v":0},{"$f":"K13","v":0},null,null,null,null,null,"Wasser Bef.",null,0,0,0,0,null,"H10","K10"]
[null,"Motor: Energieeffizienzklasse / SFP-Wert ",null,null,{"$f":"IF(E14=\"\",U54,E14)","v":"IE3 (< 2016)"},{"$f":"IF(K14=\"\",U54,K14)","v":"IE3 (< 2016)"},null,null,null,null,null,"Entfeuchtung",null,0,0,0,0]
[null,"Stufe 1: Volumenstrom /Ventilatorleistung",null,null,{"$f":"E15","v":0},{"$f":"K15","v":0},null,null,null,null,null,"Daten für HG","Leistung kW",null,"Daten für KG"]
[null,"Stufe 2: Volumenstrom /Ventilatorleistung",null,null,{"$f":"E16","v":0},{"$f":"K16","v":0},null,null,null,null,null,"Tab","Bestehend","Optimiert","Bestehend","Optimiert"]
[null,"Stufe 3: Volumenstrom /Ventilatorleistung",null,null,{"$f":"E17","v":0},{"$f":"K17","v":0},null,null,null,null,null,"°C","kW","kW","kW","kW"]
["Saisonaler Volumenstrom","Sommerbetrieb ab einer Aussentemperatur von",null,null,0,{"$f":"E64","v":0},null,null,null,null,null,-25,0,0,0,0]
[null,"Volumenstromerhöhung (dV)",null,null,0,0,null,null,null,null,null,-24,0,0,0,0]
["WRG/KRG","Wärmerückgewinnung","Thermisch",null,{"$f":"IF(E4=\"\",D4,E4)","v":0},{"$f":"E66","v":0},null,null,null,null,null,-23,0,0,0,0]
[null,"Feuchterückgewinnung","Feuchte",null,{"$f":"IF(E5=\"\",D5,E5)","v":0},{"$f":"E67","v":0},null,null,null,null,null,-22,0,0,0,0]
[null,"Bypass für Regulierung KRG/WRG",null,null,"ja","ja",null,null,null,null,null,-21,0,0,0,0]
[null,"Kälterückgewinnung",null,null,"ja","ja",null,null,null,null,null,-20,0,0,0,0]
[null,"Vereisungsschutz ",null,null,{"$f":"D6","v":0},{"$f":"E70","v":0},null,null,null,null,null,-19,0,0,0,0]
[null,"Grenztemp. Vereisungsschutz.",null,null,{"$f":"E39","v":0},{"$f":"K39","v":0},null,null,null,null,null,-18,0,0,0,0]
["Umluft","Frischluftanteil (für Umluftregulierung, f(Zulufttemperatur))","Minimal",null,{"$f":"IF($G$49=$G$50,1-E35,1)","v":1},{"$f":"IF($G$49=$G$50,1-K35,1)","v":1},null,null,null,null,null,-17,0,0,0,0]
[null,null,"Maximal ",null,{"$f":"IF($G$49=$G$50,1-E34,1)","v":1},{"$f":"IF($G$49=$G$50,1-K34,1)","v":1},null,null,null,null,null,-16,0,0,0,0]
[null,"Umluftregulierung anhand von","Temperatur",null,"Temperatur",{"$f":"E74","v":"Temperatur"},null,null,null,null,null,-15,0,0,0,0]
["Frischluftquelle","Vorkonditionierte Luft von LXX, Aussenluft",null,null,"Aussenluft","Aussenluft",null,null,null,null,null,-14,0,0,0,0]
[null,"Art der Vorkonditionierten Luft",null,null,"Aussenluft","Aussenluft",null,null,null,null,null,-13,0,0,0,0]
["Heizregister","Register ist installiert",null,null,{"$f":"IF(E8=S49,G52,G53)","v":"ja"},{"$f":"E77","v":"ja"},null,null,null,null,null,-12,0,0,0,0]
[null,"Leistungsberechnung bei  °C",null,null,{"$f":"VLOOKUP(Startblatt!C6,Klimadaten!B4:J43,9,FALSE)","v":{"$error":"#N/A"}},{"$f":"E78","v":{"$error":"#N/A"}},null,null,null,null,null,-11,0,0,0,0]
[null,"Installierte Leistung ",null,null,null,null,null,null,null,null,null,-10,0,0,0,0]
["Kälteregister","Kühlung installiert",null,null,{"$f":"IF(E7=T49,G52,G53)","v":"ja"},"ja",null,null,null,null,null,-9,0,0,0,0]
[null,"Leistungsberechnung bei  °C",null,null,30,30,null,null,null,null,null,-8,0,0,0,0]
[null,"Installierte Leistung ",null,null,null,null,null,null,null,null,null,-7,0,0,0,0]
[null,"LK-Register Wassertemperaturen","VL ",null,6,6,null,null,null,null,null,-6,0,0,0,0]
[null,null,"RL ",null,12,12,null,null,null,null,null,-5,0,0,0,0]
["Entfeuchtung","Entfeuchtung installiert",null,null,{"$f":"IF(G49=G50,K4,G52)","v":"nein"},{"$f":"E85","v":"nein"},null,null,null,null,null,-4,0,0,0,0]
[null,"Max. zulässige rel. Raumfeuchtigkeit / berechnete Zuluftfeuchtigkeit Sommer",null,null,{"$f":"IF($G$49=$G$50,E37,0.99)","v":0.99},{"$f":"IF($G$49=$G$50,K37,0.99)","v":0.99},null,null,null,null,null,-3,0,0,0,0]
["Befeuchtung","Art der Befeuchtung",null,null,{"$f":"IF(G49=G50,J5,U56)","v":"keine"},{"$f":"E87","v":"keine"},null,null,null,null,null,-2,0,0,0,0]
[null,"Min. zulässige rel. Raumfeuchtigkeit / berechnete Zuluftfeuchtigkeit Winter",null,null,{"$f":"IF($G$49=$G$50,E36,0.01)","v":0.01},{"$f":"IF($G$49=$G$50,K36,0.01)","v":0.01},null,null,null,null,null,-1,0,0,0,0]
[null,"Kaltwassertemperatur",null,null,10,10,null,null,null,null,null,0,0,0,0,0]
["Raumlast","Feuchtigkeitslast im Raum",null,null,0,0,null,null,null,null,null,1,0,0,0,0]
["Nutzungszone",null,null,null,null,null,null,null,null,null,null,2,0,0,0,0]
[null,"Reglungsart des Volumenstroms",null,null,{"$f":"IF(J6=\"\",Begriffe!B468,J6)","v":"Benutzerdefiniert"},{"$f":"E92","v":"Benutzerdefiniert"},null,null,null,null,null,3,0,0,0,0]
[null,"Raumnutzung",null,null,{"$f":"J7","v":0},{"$f":"E93","v":0},null,null,null,null,null,4,0,0,0,0]
["Betriebszeiten:","Tag 1. bis 5.",null,"Tag 6.",null,"Tag 7.",null,null,null,null,null,5,0,0,0,0]
["IST - Zustand","von","bis","von","bis","von","bis",null,null,null,null,6,0,0,0,0]
["Stufe 1",{"$f":"B21","v":"00:00:00"},{"$f":"C21","v":"00:00:00"},{"$f":"B22","v":"00:00:00"},{"$f":"C22","v":"00:00:00"},{"$f":"B23","v":"00:00:00"},{"$f":"C23","v":"00:00:00"},null,null,null,null,7,0,0,0,0]
[null,{"$f":"D21","v":"00:00:00"},{"$f":"E21","v":"00:00:00"},{"$f":"D22","v":"00:00:00"},{"$f":"E22","v":"00:00:00"},{"$f":"D23","v":"00:00:00"},{"$f":"E23","v":"00:00:00"},null,null,null,null,8,0,0,0,0]
[null,null,null,null,null,null,null,null,null,null,null,9,0,0,0,0]
[null,null,null,null,null,null,null,null,null,null,null,10,0,0,0,0]
["Stufe 2",{"$f":"B25","v":"00:00:00"},{"$f":"C25","v":"00:00:00"},{"$f":"B26","v":"00:00:00"},{"$f":"C26","v":"00:00:00"},{"$f":"B27","v":"00:00:00"},{"$f":"C27","v":"00:00:00"},null,null,null,null,11,0,0,0,0]
[null,{"$f":"D25","v":"00:00:00"},{"$f":"E25","v":"00:00:00"},{"$f":"D26","v":"00:00:00"},{"$f":"E26","v":"00:00:00"},{"$f":"D27","v":"00:00:00"},{"$f":"E27","v":"00:00:00"},null,null,null,null,12,0,0,0,0]
[null,null,null,null,null,null,null,null,null,null,null,13,0,0,0,0]
[null,null,null,null,null,null,null,null,null,null,null,14,0,0,0,0]
["Stufe 3",{"$f":"B29","v":"00:00:00"},{"$f":"C29","v":"00:00:00"},{"$f":"B30","v":"00:00:00"},{"$f":"C30","v":"00:00:00"},{"$f":"B31","v":"00:00:00"},{"$f":"C31","v":"00:00:00"},null,null,null,null,15,0,0,0,0]
[null,{"$f":"D29","v":"00:00:00"},{"$f":"E29","v":"00:00:00"},{"$f":"D30","v":"00:00:00"},{"$f":"E30","v":"00:00:00"},{"$f":"D31","v":"00:00:00"},{"$f":"E31","v":"00:00:00"},null,null,null,null,16,0,0,0,0]
[null,null,null,null,null,null,null,null,null,null,null,17,0,0,0,0]
[null,null,null,null,null,null,null,null,null,null,null,18,0,0,0,0]
["Plausibilitätstest","Status",{"$f":"IF((SUM(C96:C107)-SUM(B96:B107))<1,IF((SUM(C96:C107)-SUM(B96:B107))=0,1,2),0)","v":1},"Status",{"$f":"IF((SUM(E96:E107)-SUM(D96:D107))<1,IF((SUM(E96:E107)-SUM(D96:D107))=0,1,2),0)","v":1},"Status",{"$f":"IF((SUM(G96:G107)-SUM(F96:F107))<1,IF((SUM(G96:G107)-SUM(F96:F107))=0,1,2),0)","v":1},null,null,null,null,19,0,0,0,0]
["Betriebszeiten:",{"$f":"B94","v":"Tag 1. bis 5."},null,{"$f":"D94","v":"Tag 6."},null,{"$f":"F94","v":"Tag 7."},null,null,null,null,null,20,0,0,0,0]
["SOLL-Zustand","von","bis","von","bis","von","bis",null,null,null,null,21,0,0,0,0]
["Stufe 1",{"$f":"H21","v":"00:00:00"},{"$f":"I21","v":"00:00:00"},{"$f":"H22","v":"00:00:00"},{"$f":"I22","v":"00:00:00"},{"$f":"H23","v":"00:00:00"},{"$f":"I23","v":"00:00:00"},null,null,null,null,22,0,0,0,0]
[null,{"$f":"J21","v":"00:00:00"},{"$f":"K21","v":"00:00:00"},{"$f":"J22","v":"00:00:00"},{"$f":"K22","v":"00:00:00"},{"$f":"J23","v":"00:00:00"},{"$f":"K23","v":"00:00:00"},null,null,null,null,23,0,0,0,0]
[null,null,null,null,null,null,null,null,null,null,null,24,0,0,0,0]
[null,null,null,null,null,null,null,null,null,null,null,25,0,0,0,0]
["Stufe 2",{"$f":"H25","v":"00:00:00"},{"$f":"I25","v":"00:00:00"},{"$f":"H26","v":"00:00:00"},{"$f":"I26","v":"00:00:00"},{"$f":"H27","v":"00:00:00"},{"$f":"I27","v":"00:00:00"},null,null,null,null,26,0,0,0,0]
[null,{"$f":"J25","v":"00:00:00"},{"$f":"K25","v":"00:00:00"},{"$f":"J26","v":"00:00:00"},{"$f":"K26","v":"00:00:00"},{"$f":"J27","v":"00:00:00"},{"$f":"K27","v":"00:00:00"},null,null,null,null,27,0,0,0,0]
[null,null,null,null,null,null,null,null,null,null,null,28,0,0,0,0]
[null,null,null,null,null,null,null,null,null,null,null,29,0,0,0,0]
["Stufe 3",{"$f":"H29","v":"00:00:00"},{"$f":"I29","v":"00:00:00"},{"$f":"H30","v":"00:00:00"},{"$f":"I30","v":"00:00:00"},{"$f":"H31","v":"00:00:00"},{"$f":"I31","v":"00:00:00"},null,null,null,null,30,0,0,0,0]
[null,{"$f":"J29","v":"00:00:00"},{"$f":"K29","v":"00:00:00"},{"$f":"J30","v":"00:00:00"},{"$f":"K30","v":"00:00:00"},{"$f":"J31","v":"00:00:00"},{"$f":"K31","v":"00:00:00"},null,null,null,null,31,0,0,0,0]
[null,null,null,null,null,null,null,null,null,null,null,32,0,0,0,0]
[null,null,null,null,null,null,null,null,null,null,null,33,0,0,0,0]
["Plausibilitätstest","Status",{"$f":"IF((SUM(C111:C122)-SUM(B111:B122))<1,IF((SUM(C111:C122)-SUM(B111:B122))=0,1,2),0)","v":1},"Status",{"$f":"IF((SUM(E111:E122)-SUM(D111:D122))<1,IF((SUM(E111:E122)-SUM(D111:D122))=0,1,2),0)","v":1},"Status",{"$f":"IF((SUM(G111:G122)-SUM(F111:F122))<1,IF((SUM(G111:G122)-SUM(F111:F122))=0,1,2),0)","v":1},null,null,null,null,34,0,0,0,0]
["Temperaturkurve","Aussenluft","Zuluft","Raumkonditionen",null,null,null,null,null,null,null,35,0,0,0,0]
["IST - Zustand","tA ","tZUL","tRaum "]
[null,{"$f":"IF($G$49=$G$50,C42,E126)","v":-15},{"$f":"IF($G$49=$G$50,D42,F126)","v":22},{"$f":"IF($G$49=$G$50,E42,G126)","v":24},-15,22,24]
[null,{"$f":"IF($G$49=$G$50,C43,E127)","v":22},22,24,22,22,24]
[null,{"$f":"IF($G$49=$G$50,C44,E128)","v":24},22,26,24,22,26]
[null,{"$f":"IF($G$49=$G$50,C45,E129)","v":30},22,26,30,22,26]
["Temperaturkurve","Aussenluft","Zuluft","Raumkonditionen"]
["SOLL-Zustand","tA ","tZUL","tRaum "]
[null,{"$f":"IF($G$49=$G$50,I42,E126)","v":-15},{"$f":"IF($G$49=$G$50,J42,F126)","v":22},{"$f":"IF($G$49=$G$50,K42,G126)","v":24}]
[null,{"$f":"IF($G$49=$G$50,I43,E127)","v":22},22,24]
[null,{"$f":"IF($G$49=$G$50,I44,E128)","v":24},22,26]
[null,{"$f":"IF($G$49=$G$50,I45,E129)","v":30},22,26]

{"sheet":"L10","index":28,"n_rows":135,"n_cols":24,"rows_kept":135,"cut":false,"hidden":true,"merged":[[87,21,87,22],[0,8,0,9],[0,19,0,20],[3,0,3,1],[3,11,7,21],[4,9,4,10],[5,3,5,4],[5,9,5,10],[6,9,6,10],[78,21,78,26],[79,21,79,22],[79,23,79,24],[79,25,79,26],[85,21,85,22]]}
[{"$f":"Begriffe!B435&\" \"&Lüftung!B30&\" \"&Begriffe!B436","v":"Lüftungsanlage  Detail"},null,null,null,{"$f":"Begriffe!B437","v":"Status"},{"$f":"IF(OR(E7=\"\",E8=\"\",K4=\"\",J5=\"\",J6=\"\",D13=\"\",E13=\"\",D14=\"\",E14=\"\",D15=\"\",E15=\"\",J13=\"\",K13=\"\",J14=\"\",K14=\"\",J15=\"\",E34=\"\",E35=\"\",E36=\"\",E37=\"\",E38=\"\",K34=\"\",K35=\"\",K36=\"\",K37=\"\",K38=\"\",C42=\"\",C43=\"\",C44=\"\",C45=\"\",D42=\"\",D43=\"\",D44=\"\",D45=\"\",E42=\"\",E43=\"\",E44=\"\",E45=\"\",I42=\"\",I43=\"\",I44=\"\",I45=\"\",J42=\"\",J43=\"\",J44=\"\",J45=\"\",K42=\"\",K43=\"\",K44=\"\",K45=\"\",B21=\"\",C21=\"\",H21=\"\",I21=\"\",A4=\"\"),1,0)","v":1},null,{"$f":"Begriffe!B438","v":"Verantwortlicher"},null,null,{"$f":"Einführung!K1","v":"V 1.0.0"},{"$f":"A1","v":"Lüftungsanlage  Detail"},null,null,null,null,null,null,{"$f":"H1","v":"Verantwortlicher"},{"$f":"I1","v":0},null,{"$f":"Einführung!K1","v":"V 1.0.0"}]
[]
[{"$f":"Begriffe!B439","v":"Technische Daten"},null,null,null,null,null,null,null,null,null,null,{"$f":"Begriffe!B498","v":"Hinweise"}]
[null,null,{"$f":"Begriffe!B444","v":"Thermisch"},{"$f":"IFERROR(VLOOKUP(A4,U49:X52,3,FALSE),0)","v":0},null,null,{"$f":"Begriffe!B454","v":"Entfeuchtung"}]
[null,null,{"$f":"Begriffe!B445","v":"Feuchte"},{"$f":"IFERROR(VLOOKUP(A4,U49:X52,4,FALSE),0)","v":0},null,null,{"$f":"Begriffe!B455","v":"Befeuchtung"}]
[{"$f":"Begriffe!B446","v":"Vereisungsschutz "},null,null,null,null,null,{"$f":"Begriffe!B459","v":"Reglungsart des Volumenstroms"}]
[{"$f":"Begriffe!B452","v":"Kälteregister"},null,null,null,null,null,{"$f":"Begriffe!B469","v":"Raumnutzung"}]
[{"$f":"Begriffe!B453","v":"Heizregister"}]
[]
[{"$f":"Begriffe!B470","v":"Bestehend"},null,null,null,null,null,{"$f":"Begriffe!B471","v":"Optimiert"},null,null,null,null,{"$f":"Begriffe!B499","v":"Energieverbrauch und Energiekosten"}]
[]
[{"$f":"Begriffe!B472","v":"Motordaten"},null,null,{"$f":"Begriffe!B474","v":"Zuluft"},{"$f":"Begriffe!B475","v":"Abluft"},null,{"$f":"A12","v":"Motordaten"},null,null,{"$f":"D12","v":"Zuluft"},{"$f":"E12","v":"Abluft"},null,null,{"$f":"Begriffe!B500","v":"Kosten Nutzenergie"}]
[null,{"$f":"Begriffe!B473","v":"Motorenleistung (100%)"},null,null,null,null,null,{"$f":"B13","v":"Motorenleistung (100%)"}]
[null,{"$f":"Begriffe!B476","v":"Effizienzklasse"},null,null,null,null,null,{"$f":"B14","v":"Effizienzklasse"}]
[{"$f":"Begriffe!B477","v":"Volumenstrom"},{"$f":"Begriffe!B478","v":"Stufe 1"},null,null,null,null,{"$f":"A15","v":"Volumenstrom"},{"$f":"B15","v":"Stufe 1"}]
[null,{"$f":"Begriffe!B479","v":"Stufe 2"},null,null,null,null,null,{"$f":"B16","v":"Stufe 2"}]
[null,{"$f":"Begriffe!B480","v":"Stufe 3 (100%)"},null,null,null,null,null,{"$f":"B17","v":"Stufe 3 (100%)"},null,null,null,null,null,null,{"$f":"N30","v":"Luftkühlung"},{"$f":"O51","v":0},{"$f":"Q51","v":0}]
[null,null,null,null,null,null,null,null,null,null,null,null,null,null,{"$f":"N31","v":"Lufterwärmung"},0,0]
[{"$f":"Begriffe!B481","v":"Betriebszeiten"},null,null,null,null,null,{"$f":"A19","v":"Betriebszeiten"},null,null,null,null,null,null,null,{"$f":"N32","v":"Erwärmung Bef."},0,0]
[{"$f":"B15","v":"Stufe 1"},{"$f":"Begriffe!B485","v":"von"},{"$f":"Begriffe!B486","v":"bis"},{"$f":"Begriffe!B485","v":"von"},{"$f":"Begriffe!B486","v":"bis"},null,{"$f":"H15","v":"Stufe 1"},{"$f":"B20","v":"von"},{"$f":"C20","v":"bis"},"von","bis",null,null,null,{"$f":"Begriffe!B505","v":"Kühlung Entf."},0,0]
[{"$f":"Begriffe!B482","v":"Mo.-Fr. "},null,null,null,null,null,{"$f":"A21","v":"Mo.-Fr. "},null,null,null,null,null,null,null,{"$f":"Begriffe!B506","v":"Erwärmung Entf."},0,0]
[{"$f":"Begriffe!B483","v":"Samstag"},null,null,null,null,null,{"$f":"A22","v":"Samstag"},null,null,null,null,null,null,null,{"$f":"Begriffe!B507","v":"Luftumwälzung"},0,0]
[{"$f":"Begriffe!B484","v":"Sonntag"},null,null,null,null,null,{"$f":"A23","v":"Sonntag"},null,null,null,null,null,null,null,{"$f":"Begriffe!B508","v":"Wasser Bef."},{"$f":"O59","v":0},{"$f":"Q59","v":0}]
[{"$f":"B16","v":"Stufe 2"},{"$f":"B20","v":"von"},{"$f":"C20","v":"bis"},"von","bis",null,{"$f":"H16","v":"Stufe 2"},{"$f":"B24","v":"von"},{"$f":"C24","v":"bis"},"von","bis"]
[{"$f":"A21","v":"Mo.-Fr. "},null,null,null,null,null,{"$f":"A25","v":"Mo.-Fr. "}]
[{"$f":"A22","v":"Samstag"},null,null,null,null,null,{"$f":"A26","v":"Samstag"}]
["Sonntag",null,null,null,null,null,{"$f":"A27","v":"Sonntag"}]
[{"$f":"B17","v":"Stufe 3 (100%)"},{"$f":"B24","v":"von"},{"$f":"C24","v":"bis"},"von","bis",null,{"$f":"H17","v":"Stufe 3 (100%)"},{"$f":"B28","v":"von"},{"$f":"C28","v":"bis"},"von","bis"]
[{"$f":"A25","v":"Mo.-Fr. "},null,null,null,null,null,{"$f":"A29","v":"Mo.-Fr. "},null,null,null,null,null,null,{"$f":"Begriffe!B501","v":"Nutzenergieart"},null,{"$f":"Begriffe!B511","v":"Bestehend"},{"$f":"Begriffe!B512","v":"Optimiert"},{"$f":"Begriffe!B513","v":"Einsparung "}]
[{"$f":"A26","v":"Samstag"},null,null,null,null,null,{"$f":"A30","v":"Samstag"},null,null,null,null,null,null,{"$f":"Begriffe!B502","v":"Luftkühlung"},null,{"$f":"N51+N54","v":0},{"$f":"P51+P54","v":0},{"$f":"P30-Q30","v":0},{"$f":"ROUND(O51,-1)+ROUND(O54,-1)-ROUND(Q51,-1)-ROUND(Q54,-1)","v":0},{"$f":"IFERROR(R30/P30,0)","v":0}]
[{"$f":"A27","v":"Sonntag"},null,null,null,null,null,{"$f":"A31","v":"Sonntag"},null,null,null,null,null,null,{"$f":"Begriffe!B503","v":"Lufterwärmung"},null,{"$f":"N52+N55","v":0},{"$f":"P52+P55","v":0},{"$f":"P31-Q31","v":0},{"$f":"ROUND(O52,-1)+ROUND(O55,-1)-ROUND(Q52,-1)-ROUND(Q55,-1)","v":0},{"$f":"IFERROR(R31/P31,0)","v":0}]
[null,null,null,null,null,null,null,null,null,null,null,null,null,{"$f":"Begriffe!B504","v":"Erwärmung Bef."},null,{"$f":"N53","v":0},{"$f":"P53","v":0},{"$f":"P32-Q32","v":0},{"$f":"ROUND(O53,-1)-ROUND(Q53,-1)","v":0},{"$f":"IFERROR(R32/P32,0)","v":0}]
[{"$f":"Begriffe!B487","v":"Parameter"},null,null,null,null,null,{"$f":"A33","v":"Parameter"},null,null,null,null,null,null,{"$f":"Begriffe!B509","v":"Elektrische Energie"},null,{"$f":"N56","v":0},{"$f":"P56","v":0},{"$f":"P33-Q33","v":0},{"$f":"ROUND(O56,-1)-ROUND(Q56,-1)","v":0},{"$f":"IFERROR(R33/P33,0)","v":0}]
[null,null,{"$f":"Begriffe!B488","v":"Min. Umluft"},null,null,null,null,null,{"$f":"C34","v":"Min. Umluft"},null,null,null,null,{"$f":"Begriffe!B510","v":"Total"},null,{"$f":"SUM(P30:P33)","v":0},{"$f":"SUM(Q30:Q33)","v":0},{"$f":"SUM(R30:R33)","v":0},{"$f":"SUM(S30:S33)","v":0},{"$f":"IFERROR(R34/P34,0)","v":0}]
[null,null,{"$f":"Begriffe!B489","v":"Max. Umluft"},null,null,null,null,null,{"$f":"C35","v":"Max. Umluft"}]
[null,null,{"$f":"Begriffe!B490","v":"Min. Raumfeuchte"},null,null,null,null,null,"Min. Raumfeuchte"]
[null,null,{"$f":"Begriffe!B491","v":"Max. Raumfeuchte "},null,null,null,null,null,"Max. Raumfeuchte "]
[null,null,{"$f":"Begriffe!B492","v":"Nachtauskühlung "},null,null,null,null,null,"Nachtauskühlung "]
[null,null,{"$f":"Begriffe!B493","v":"Grenztemp. Vereisungsschutz"},null,null,null,null,null,"Grenztemp. Vereisungsschutz"]
[]
[{"$f":"Begriffe!B494","v":"Temperaturkurve"},null,{"$f":"Begriffe!B495","v":"Aussentemp."},{"$f":"Begriffe!B496","v":"Zulufttemp."},{"$f":"Begriffe!B497","v":"Raumtemp."},null,{"$f":"A41","v":"Temperaturkurve"},null,{"$f":"C41","v":"Aussentemp."},{"$f":"D41","v":"Zulufttemp."},{"$f":"E41","v":"Raumtemp."}]
[]
[]
[]
[]
[]
["Eingabe",null,null,null,null,null,null,null,null,null,null,"Ergebnisse"]
["IST - Zustand",null,null,null,"IST-Zustand","SOLL - Zustand",{"$f":"MID(CELL(\"dateiname\",B1),FIND(\"]\",CELL(\"dateiname\",B1))+1,255)","v":"L10"},null,null,null,null,"Energieverbrauch ",null,"IST",null,"SOLL",null,null,"Heizgruppen","Kältegruppen",null,null,"Thermisch","Feuchte"]
[null,"Luftwechsel","Klimatsierte Fläche",null,2,{"$f":"E49","v":2},{"$f":"VLOOKUP(G48,Lüftung!A6:D15,4,FALSE)","v":"nein"},null,null,null,null,null,null,"Nutzenergie","Kosten","Nutzenergie","Kosten",null,{"$f":"G52","v":"nein"},{"$f":"G52","v":"nein"},{"$f":"Begriffe!B440","v":"keine"},null,0,0]
[null,null,"Durchschnittliche Raumhöhe",null,3,{"$f":"E50","v":3},{"$f":"G53","v":"ja"},null,null,null,null,null,null,"[kWh]","[CHF/a]","[kWh]","[CHF/a]",null,"H01","K01",{"$f":"Begriffe!B441","v":"Kreuzstromwärmeübertrager"},null,0.65,0]
[null,"Art der Lufteinbringung",null,null,"Mischluft","Mischluft",null,null,null,null,null,"Luftkühlung",null,0,0,0,0,null,"H02","K02",{"$f":"Begriffe!B442","v":"Kreisverbundsystem"},null,0.6,0]
[null,"Luftfilterklasse","Vorfilter",null,"0 keinen","0 keinen",{"$f":"Begriffe!B76","v":"nein"},null,null,null,null,"Lufterwärmung",null,0,0,0,0,null,"H03","K03",{"$f":"Begriffe!B443","v":"Rotationswärmeübertrager"},null,0.75,0.6]
[null,null,"Nachfilter",null,"0 keinen","0 keinen",{"$f":"Begriffe!B77","v":"ja"},null,null,null,null,"Erwärmung Bef.",null,0,0,0,0,null,"H04","K04"]
["ZUL-Ventilator","Leistung des ZUL-Ventilators auf Stufe 1",null,null,{"$f":"D13","v":0},{"$f":"J13","v":0},null,null,null,null,null,"Entfeuchtung","Kühlung Entf.",0,0,0,0,null,"H05","K05",{"$f":"'Berechnung LU'!M11","v":"IE3 (< 2016)"}]
[null,"Motor: Energieeffizienzklasse / SFP-Wert ",null,null,{"$f":"IF(D14=\"\",U54,D14)","v":"IE3 (< 2016)"},{"$f":"IF(J14=\"\",U54,J14)","v":"IE3 (< 2016)"},null,null,null,null,null,null,"Erwärmung Entf.",0,0,0,0,null,"H06","K06"]
[null,"Stufe 1: Volumenstrom /Ventilatorleistung",null,null,{"$f":"D15","v":0},{"$f":"J15","v":0},null,null,null,null,null,"Luftumwälzung","Ventilator",0,0,0,0,null,"H07","K07",{"$f":"'Berechnung LU'!S14","v":"keine"}]
[null,"Stufe 2: Volumenstrom /Ventilatorleistung",null,null,{"$f":"D16","v":0},{"$f":"J16","v":0},null,null,null,null,null,"Total Energie",null,0,0,0,0,null,"H08","K08"]
[null,"Stufe 3: Volumenstrom /Ventilatorleistung",null,null,{"$f":"D17","v":0},{"$f":"J17","v":0},null,null,null,null,null,null,null,"Liter/a","[CHF/a]","Liter/a","[CHF/a]",null,"H09","K09"]
["ABL-Ventilator","Leistung des ABL-Ventilators auf Stufe 1",null,null,{"$f":"E13","v":0},{"$f":"K13","v":0},null,null,null,null,null,"Wasser Bef.",null,0,0,0,0,null,"H10","K10"]
[null,"Motor: Energieeffizienzklasse / SFP-Wert ",null,null,{"$f":"IF(E14=\"\",U54,E14)","v":"IE3 (< 2016)"},{"$f":"IF(K14=\"\",U54,K14)","v":"IE3 (< 2016)"},null,null,null,null,null,"Entfeuchtung",null,0,0,0,0]
[null,"Stufe 1: Volumenstrom /Ventilatorleistung",null,null,{"$f":"E15","v":0},{"$f":"K15","v":0},null,null,null,null,null,"Daten für HG","Leistung kW",null,"Daten für KG"]
[null,"Stufe 2: Volumenstrom /Ventilatorleistung",null,null,{"$f":"E16","v":0},{"$f":"K16","v":0},null,null,null,null,null,"Tab","Bestehend","Optimiert","Bestehend","Optimiert"]
[null,"Stufe 3: Volumenstrom /Ventilatorleistung",null,null,{"$f":"E17","v":0},{"$f":"K17","v":0},null,null,null,null,null,"°C","kW","kW","kW","kW"]
["Saisonaler Volumenstrom","Sommerbetrieb ab einer Aussentemperatur von",null,null,0,{"$f":"E64","v":0},null,null,null,null,null,-25,0,0,0,0]
[null,"Volumenstromerhöhung (dV)",null,null,0,0,null,null,null,null,null,-24,0,0,0,0]
["WRG/KRG","Wärmerückgewinnung","Thermisch",null,{"$f":"IF(E4=\"\",D4,E4)","v":0},{"$f":"E66","v":0},null,null,null,null,null,-23,0,0,0,0]
[null,"Feuchterückgewinnung","Feuchte",null,{"$f":"IF(E5=\"\",D5,E5)","v":0},{"$f":"E67","v":0},null,null,null,null,null,-22,0,0,0,0]
[null,"Bypass für Regulierung KRG/WRG",null,null,"ja","ja",null,null,null,null,null,-21,0,0,0,0]
[null,"Kälterückgewinnung",null,null,"ja","ja",null,null,null,null,null,-20,0,0,0,0]
[null,"Vereisungsschutz ",null,null,{"$f":"D6","v":0},{"$f":"E70","v":0},null,null,null,null,null,-19,0,0,0,0]
[null,"Grenztemp. Vereisungsschutz.",null,null,{"$f":"E39","v":0},{"$f":"K39","v":0},null,null,null,null,null,-18,0,0,0,0]
["Umluft","Frischluftanteil (für Umluftregulierung, f(Zulufttemperatur))","Minimal",null,{"$f":"IF($G$49=$G$50,1-E35,1)","v":1},{"$f":"IF($G$49=$G$50,1-K35,1)","v":1},null,null,null,null,null,-17,0,0,0,0]
[null,null,"Maximal ",null,{"$f":"IF($G$49=$G$50,1-E34,1)","v":1},{"$f":"IF($G$49=$G$50,1-K34,1)","v":1},null,null,null,null,null,-16,0,0,0,0]
[null,"Umluftregulierung anhand von","Temperatur",null,"Temperatur",{"$f":"E74","v":"Temperatur"},null,null,null,null,null,-15,0,0,0,0]
["Frischluftquelle","Vorkonditionierte Luft von LXX, Aussenluft",null,null,"Aussenluft","Aussenluft",null,null,null,null,null,-14,0,0,0,0]
[null,"Art der Vorkonditionierten Luft",null,null,"Aussenluft","Aussenluft",null,null,null,null,null,-13,0,0,0,0]
["Heizregister","Register ist installiert",null,null,{"$f":"IF(E8=S49,G52,G53)","v":"ja"},{"$f":"E77","v":"ja"},null,null,null,null,null,-12,0,0,0,0]
[null,"Leistungsberechnung bei  °C",null,null,{"$f":"VLOOKUP(Startblatt!C6,Klimadaten!B4:J43,9,FALSE)","v":{"$error":"#N/A"}},{"$f":"E78","v":{"$error":"#N/A"}},null,null,null,null,null,-11,0,0,0,0]
[null,"Installierte Leistung ",null,null,null,null,null,null,null,null,null,-10,0,0,0,0]
["Kälteregister","Kühlung installiert",null,null,{"$f":"IF(E7=T49,G52,G53)","v":"ja"},"ja",null,null,null,null,null,-9,0,0,0,0]
[null,"Leistungsberechnung bei  °C",null,null,30,30,null,null,null,null,null,-8,0,0,0,0]
[null,"Installierte Leistung ",null,null,null,null,null,null,null,null,null,-7,0,0,0,0]
[null,"LK-Register Wassertemperaturen","VL ",null,6,6,null,null,null,null,null,-6,0,0,0,0]
[null,null,"RL ",null,12,12,null,null,null,null,null,-5,0,0,0,0]
["Entfeuchtung","Entfeuchtung installiert",null,null,{"$f":"IF(G49=G50,K4,G52)","v":"nein"},{"$f":"E85","v":"nein"},null,null,null,null,null,-4,0,0,0,0]
[null,"Max. zulässige rel. Raumfeuchtigkeit / berechnete Zuluftfeuchtigkeit Sommer",null,null,{"$f":"IF($G$49=$G$50,E37,0.99)","v":0.99},{"$f":"IF($G$49=$G$50,K37,0.99)","v":0.99},null,null,null,null,null,-3,0,0,0,0]
["Befeuchtung","Art der Befeuchtung",null,null,{"$f":"IF(G49=G50,J5,U56)","v":"keine"},{"$f":"E87","v":"keine"},null,null,null,null,null,-2,0,0,0,0]
[null,"Min. zulässige rel. Raumfeuchtigkeit / berechnete Zuluftfeuchtigkeit Winter",null,null,{"$f":"IF($G$49=$G$50,E36,0.01)","v":0.01},{"$f":"IF($G$49=$G$50,K36,0.01)","v":0.01},null,null,null,null,null,-1,0,0,0,0]
[null,"Kaltwassertemperatur",null,null,10,10,null,null,null,null,null,0,0,0,0,0]
["Raumlast","Feuchtigkeitslast im Raum",null,null,0,0,null,null,null,null,null,1,0,0,0,0]
["Nutzungszone",null,null,null,null,null,null,null,null,null,null,2,0,0,0,0]
[null,"Reglungsart des Volumenstroms",null,null,{"$f":"IF(J6=\"\",Begriffe!B468,J6)","v":"Benutzerdefiniert"},{"$f":"E92","v":"Benutzerdefiniert"},null,null,null,null,null,3,0,0,0,0]
[null,"Raumnutzung",null,null,{"$f":"J7","v":0},{"$f":"E93","v":0},null,null,null,null,null,4,0,0,0,0]
["Betriebszeiten:","Tag 1. bis 5.",null,"Tag 6.",null,"Tag 7.",null,null,null,null,null,5,0,0,0,0]
["IST - Zustand","von","bis","von","bis","von","bis",null,null,null,null,6,0,0,0,0]
["Stufe 1",{"$f":"B21","v":"00:00:00"},{"$f":"C21","v":"00:00:00"},{"$f":"B22","v":"00:00:00"},{"$f":"C22","v":"00:00:00"},{"$f":"B23","v":"00:00:00"},{"$f":"C23","v":"00:00:00"},null,null,null,null,7,0,0,0,0]
[null,{"$f":"D21","v":"00:00:00"},{"$f":"E21","v":"00:00:00"},{"$f":"D22","v":"00:00:00"},{"$f":"E22","v":"00:00:00"},{"$f":"D23","v":"00:00:00"},{"$f":"E23","v":"00:00:00"},null,null,null,null,8,0,0,0,0]
[null,null,null,null,null,null,null,null,null,null,null,9,0,0,0,0]
[null,null,null,null,null,null,null,null,null,null,null,10,0,0,0,0]
["Stufe 2",{"$f":"B25","v":"00:00:00"},{"$f":"C25","v":"00:00:00"},{"$f":"B26","v":"00:00:00"},{"$f":"C26","v":"00:00:00"},{"$f":"B27","v":"00:00:00"},{"$f":"C27","v":"00:00:00"},null,null,null,null,11,0,0,0,0]
[null,{"$f":"D25","v":"00:00:00"},{"$f":"E25","v":"00:00:00"},{"$f":"D26","v":"00:00:00"},{"$f":"E26","v":"00:00:00"},{"$f":"D27","v":"00:00:00"},{"$f":"E27","v":"00:00:00"},null,null,null,null,12,0,0,0,0]
[null,null,null,null,null,null,null,null,null,null,null,13,0,0,0,0]
[null,null,null,null,null,null,null,null,null,null,null,14,0,0,0,0]
["Stufe 3",{"$f":"B29","v":"00:00:00"},{"$f":"C29","v":"00:00:00"},{"$f":"B30","v":"00:00:00"},{"$f":"C30","v":"00:00:00"},{"$f":"B31","v":"00:00:00"},{"$f":"C31","v":"00:00:00"},null,null,null,null,15,0,0,0,0]
[null,{"$f":"D29","v":"00:00:00"},{"$f":"E29","v":"00:00:00"},{"$f":"D30","v":"00:00:00"},{"$f":"E30","v":"00:00:00"},{"$f":"D31","v":"00:00:00"},{"$f":"E31","v":"00:00:00"},null,null,null,null,16,0,0,0,0]
[null,null,null,null,null,null,null,null,null,null,null,17,0,0,0,0]
[null,null,null,null,null,null,null,null,null,null,null,18,0,0,0,0]
["Plausibilitätstest","Status",{"$f":"IF((SUM(C96:C107)-SUM(B96:B107))<1,IF((SUM(C96:C107)-SUM(B96:B107))=0,1,2),0)","v":1},"Status",{"$f":"IF((SUM(E96:E107)-SUM(D96:D107))<1,IF((SUM(E96:E107)-SUM(D96:D107))=0,1,2),0)","v":1},"Status",{"$f":"IF((SUM(G96:G107)-SUM(F96:F107))<1,IF((SUM(G96:G107)-SUM(F96:F107))=0,1,2),0)","v":1},null,null,null,null,19,0,0,0,0]
["Betriebszeiten:",{"$f":"B94","v":"Tag 1. bis 5."},null,{"$f":"D94","v":"Tag 6."},null,{"$f":"F94","v":"Tag 7."},null,null,null,null,null,20,0,0,0,0]
["SOLL-Zustand","von","bis","von","bis","von","bis",null,null,null,null,21,0,0,0,0]
["Stufe 1",{"$f":"H21","v":"00:00:00"},{"$f":"I21","v":"00:00:00"},{"$f":"H22","v":"00:00:00"},{"$f":"I22","v":"00:00:00"},{"$f":"H23","v":"00:00:00"},{"$f":"I23","v":"00:00:00"},null,null,null,null,22,0,0,0,0]
[null,{"$f":"J21","v":"00:00:00"},{"$f":"K21","v":"00:00:00"},{"$f":"J22","v":"00:00:00"},{"$f":"K22","v":"00:00:00"},{"$f":"J23","v":"00:00:00"},{"$f":"K23","v":"00:00:00"},null,null,null,null,23,0,0,0,0]
[null,null,null,null,null,null,null,null,null,null,null,24,0,0,0,0]
[null,null,null,null,null,null,null,null,null,null,null,25,0,0,0,0]
["Stufe 2",{"$f":"H25","v":"00:00:00"},{"$f":"I25","v":"00:00:00"},{"$f":"H26","v":"00:00:00"},{"$f":"I26","v":"00:00:00"},{"$f":"H27","v":"00:00:00"},{"$f":"I27","v":"00:00:00"},null,null,null,null,26,0,0,0,0]
[null,{"$f":"J25","v":"00:00:00"},{"$f":"K25","v":"00:00:00"},{"$f":"J26","v":"00:00:00"},{"$f":"K26","v":"00:00:00"},{"$f":"J27","v":"00:00:00"},{"$f":"K27","v":"00:00:00"},null,null,null,null,27,0,0,0,0]
[null,null,null,null,null,null,null,null,null,null,null,28,0,0,0,0]
[null,null,null,null,null,null,null,null,null,null,null,29,0,0,0,0]
["Stufe 3",{"$f":"H29","v":"00:00:00"},{"$f":"I29","v":"00:00:00"},{"$f":"H30","v":"00:00:00"},{"$f":"I30","v":"00:00:00"},{"$f":"H31","v":"00:00:00"},{"$f":"I31","v":"00:00:00"},null,null,null,null,30,0,0,0,0]
[null,{"$f":"J29","v":"00:00:00"},{"$f":"K29","v":"00:00:00"},{"$f":"J30","v":"00:00:00"},{"$f":"K30","v":"00:00:00"},{"$f":"J31","v":"00:00:00"},{"$f":"K31","v":"00:00:00"},null,null,null,null,31,0,0,0,0]
[null,null,null,null,null,null,null,null,null,null,null,32,0,0,0,0]
[null,null,null,null,null,null,null,null,null,null,null,33,0,0,0,0]
["Plausibilitätstest","Status",{"$f":"IF((SUM(C111:C122)-SUM(B111:B122))<1,IF((SUM(C111:C122)-SUM(B111:B122))=0,1,2),0)","v":1},"Status",{"$f":"IF((SUM(E111:E122)-SUM(D111:D122))<1,IF((SUM(E111:E122)-SUM(D111:D122))=0,1,2),0)","v":1},"Status",{"$f":"IF((SUM(G111:G122)-SUM(F111:F122))<1,IF((SUM(G111:G122)-SUM(F111:F122))=0,1,2),0)","v":1},null,null,null,null,34,0,0,0,0]
["Temperaturkurve","Aussenluft","Zuluft","Raumkonditionen",null,null,null,null,null,null,null,35,0,0,0,0]
["IST - Zustand","tA ","tZUL","tRaum "]
[null,{"$f":"IF($G$49=$G$50,C42,E126)","v":-15},{"$f":"IF($G$49=$G$50,D42,F126)","v":22},{"$f":"IF($G$49=$G$50,E42,G126)","v":24},-15,22,24]
[null,{"$f":"IF($G$49=$G$50,C43,E127)","v":22},22,24,22,22,24]
[null,{"$f":"IF($G$49=$G$50,C44,E128)","v":24},22,26,24,22,26]
[null,{"$f":"IF($G$49=$G$50,C45,E129)","v":30},22,26,30,22,26]
["Temperaturkurve","Aussenluft","Zuluft","Raumkonditionen"]
["SOLL-Zustand","tA ","tZUL","tRaum "]
[null,{"$f":"IF($G$49=$G$50,I42,E126)","v":-15},{"$f":"IF($G$49=$G$50,J42,F126)","v":22},{"$f":"IF($G$49=$G$50,K42,G126)","v":24}]
[null,{"$f":"IF($G$49=$G$50,I43,E127)","v":22},22,24]
[null,{"$f":"IF($G$49=$G$50,I44,E128)","v":24},22,26]
[null,{"$f":"IF($G$49=$G$50,I45,E129)","v":30},22,26]

{"sheet":"Kühlung","index":29,"n_rows":62,"n_cols":23,"rows_kept":62,"cut":false,"hidden":true,"merged":[[30,1,30,2],[39,1,39,2],[38,1,38,2],[37,1,37,2],[36,1,36,2],[35,1,35,2],[34,1,34,2],[33,1,33,2],[32,1,32,2],[31,1,31,2],[60,17,60,18],[61,17,61,18],[60,4,60,5],[61,4,61,5],[60,6,60,7],[61,6,61,7],[61,10,61,11],[60,10,60,11],[61,12,61,13],[60,12,60,13],[8,1,8,2],[7,10,7,11],[8,10,8,11],[7,4,7,5],[8,4,8,5],[7,6,7,7],[8,6,8,7],[5,1,5,2],[6,1,6,2],[5,10,5,11],[6,10,6,11],[7,1,7,2],[4,6,4,7],[4,8,4,9],[5,8,5,9],[6,8,6,9],[7,8,7,9],[5,4,5,5],[6,4,6,5],[8,8,8,9],[20,17,20,18],[5,6,5,7],[6,6,6,7],[5,12,5,16],[6,12,6,16],[7,12,7,16],[8,12,8,16],[21,17,21,18],[22,17,22,18],[24,17,24,18],[23,17,23,18],[15,17,15,18],[16,17,16,18],[17,17,17,18],[18,17,18,18],[19,17,19,18],[43,4,43,5],[43,6,43,7],[30,15,30,16],[31,15,31,16],[32,15,32,16],[33,15,33,16],[34,15,34,16],[35,15,35,16],[44,17,44,18],[36,15,36,16],[37,15,37,16],[38,15,38,16],[39,15,39,16],[44,4,44,5],[44,6,44,7],[44,8,44,9],[44,10,44,11],[44,12,44,13],[47,17,47,18],[46,4,46,5],[46,6,46,7],[46,8,46,9],[46,10,46,11],[46,12,46,13],[46,17,46,18],[47,4,47,5],[47,6,47,7],[47,8,47,9],[47,10,47,11],[47,12,47,13],[52,17,52,18],[48,4,48,5],[48,6,48,7],[48,8,48,9],[48,10,48,11],[48,12,48,13],[48,17,48,18],[52,4,52,5],[52,6,52,7],[52,8,52,9],[52,10,52,11],[52,12,52,13],[49,17,49,18],[49,4,49,5],[49,6,49,7],[49,8,49,9],[49,10,49,11],[49,12,49,13],[56,17,56,18],[55,4,55,5],[55,6,55,7],[55,10,55,11],[55,12,55,13],[53,4,53,5],[53,6,53,7],[53,10,53,11],[53,12,53,13],[55,17,55,18],[56,4,56,5],[56,6,56,7],[0,4,0,5],[57,17,57,18],[58,4,58,5],[58,6,58,7],[58,10,58,11],[58,12,58,13],[58,17,58,18],[59,4,59,5],[59,6,59,7],[59,10,59,11],[59,12,59,13],[59,17,59,18],[57,4,57,5],[57,6,57,7],[57,10,57,11],[57,12,57,13],[53,17,53,18],[54,4,54,5],[54,6,54,7],[54,10,54,11],[54,12,54,13],[54,17,54,18],[56,10,56,11],[56,12,56,13]]}
[{"$f":"Begriffe!B514","v":"Übersicht Kühlung"},null,null,null,{"$f":"Begriffe!B515","v":"Status"},null,{"$f":"IF(V1=0,0,1)","v":0},null,null,null,null,null,null,null,null,null,null,null,{"$f":"Einführung!K1","v":"V 1.0.0"},null,null,{"$f":"SUM(V6:V40)","v":0},{"$f":"Begriffe!B76","v":"nein"}]
[{"$f":"Begriffe!B516","v":"Kältemaschinen"},null,null,null,null,null,null,null,null,null,null,null,null,null,null,null,null,null,null,null,null,null,{"$f":"Begriffe!B77","v":"ja"}]
[{"$f":"Begriffe!B517","v":"Nr."},{"$f":"Begriffe!B518","v":"Bezeichnung"},null,{"$f":"Begriffe!B528","v":"Detaillierte"},{"$f":"Begriffe!B530","v":"Kälteleistung"},null,{"$f":"Begriffe!B532","v":"ESEER"},null,{"$f":"Begriffe!B534","v":"ESEER"},null,{"$f":"Begriffe!B536","v":"Bauart "},null,{"$f":"Begriffe!B543","v":"Hinweise"},null,null,null,null,{"$f":"Begriffe!B544","v":"Datum "},{"$f":"Begriffe!B545","v":"Kürzel"}]
[null,{"$f":"Begriffe!B519","v":"Anlage"},null,{"$f":"Begriffe!B529","v":"Eingabe"},{"$f":"Begriffe!B531","v":" "},null,null,null,null,null,{"$f":"Begriffe!B537","v":"Rückkühler"},null,null,null,null,null,null,null,{"$f":"Begriffe!B546","v":"Person"}]
[null,"-",null,"-","kW",null,{"$f":"Begriffe!B533","v":"Standard [-]"},null,{"$f":"Begriffe!B535","v":"Projektwert [-]"},null,"-",null,"-",null,null,null,null,"-","-",{"$f":"Startblatt!J23","v":0}]
["KE01",null,null,"nein",null,null,{"$f":"IFERROR(VLOOKUP(Kühlung!B6,'Berechnung KE'!$I$45:$K$52,3,FALSE),\"\")","v":""},null,null,null,null,null,null,null,null,null,null,null,null,{"$f":"IF($W$1=D6,IF(OR(B6=\"\",K6=\"\",E6=\"\"),1,0),0)","v":1},1,{"$f":"IF(U6<=$T$5,T6,0)","v":0}]
["KE02",null,null,null,null,null,{"$f":"IFERROR(VLOOKUP(Kühlung!B7,'Berechnung KE'!$I$45:$K$52,3,FALSE),\"\")","v":""},null,null,null,null,null,null,null,null,null,null,null,null,{"$f":"IF($W$1=D6,IF(OR(B7=\"\",K7=\"\",E7=\"\"),1,0),0)","v":1},2,{"$f":"IF(U7<=$T$5,T7,0)","v":0}]
["KE03",null,null,null,null,null,{"$f":"IFERROR(VLOOKUP(Kühlung!B8,'Berechnung KE'!$I$45:$K$52,3,FALSE),\"\")","v":""},null,null,null,null,null,null,null,null,null,null,null,null,{"$f":"IF($W$1=D6,IF(OR(B8=\"\",K8=\"\",E8=\"\"),1,0),0)","v":1},3,0]
["KE04",null,null,null,null,null,{"$f":"IFERROR(VLOOKUP(Kühlung!B9,'Berechnung KE'!$I$45:$K$52,3,FALSE),\"\")","v":""},null,null,null,null,null,null,null,null,null,null,null,null,{"$f":"IF($W$1=D6,IF(OR(B9=\"\",K9=\"\",E9=\"\"),1,0),0)","v":1},4,0]
[]
[{"$f":"Begriffe!B547","v":"Kältegruppe"}]
[{"$f":"Begriffe!B548","v":"Bestehende Einstellungen"}]
[{"$f":"Begriffe!B549","v":"Nr."},{"$f":"Begriffe!B550","v":"Bezeichnung"},{"$f":"Begriffe!B552","v":"Detaillierte"},{"$f":"Begriffe!B554","v":"Freigabe-"},{"$f":"Begriffe!B556","v":"Kältekurve"},null,null,null,{"$f":"Begriffe!B557","v":"Betriebszeiten Vorlaufanhebung"},null,null,null,null,null,{"$f":"Begriffe!B563","v":"Vorlauf-"},{"$f":"Begriffe!B565","v":"Kälte-"},{"$f":"Begriffe!B567","v":"Art des "},{"$f":"Begriffe!B573","v":"Kälteerzeuger"}]
[null,{"$f":"Begriffe!B551","v":"Anlage"},{"$f":"Begriffe!B553","v":"Eingabe"},{"$f":"Begriffe!B555","v":"temperatur AT"},"ATmin","TVLmax","ATmax","TVLmin",{"$f":"Begriffe!B558","v":"Mo.-Fr. "},null,{"$f":"Begriffe!B559","v":"Samstag"},null,{"$f":"Begriffe!B560","v":"Sonntag"},null,{"$f":"Begriffe!B564","v":"anhebung"},{"$f":"Begriffe!B566","v":"leistung"},{"$f":"Begriffe!B568","v":"Kältebedarfs"}]
[null,"-","-","°C","°C","°C","°C","°C",{"$f":"Begriffe!B561","v":"von"},{"$f":"Begriffe!B562","v":"bis"},{"$f":"Begriffe!B561","v":"von"},{"$f":"Begriffe!B562","v":"bis"},{"$f":"Begriffe!B561","v":"von"},{"$f":"Begriffe!B562","v":"bis"},"Kelvin","kW","-","-",null,{"$f":"Startblatt!J24","v":0}]
["K01",null,"nein",null,null,null,null,null,null,null,null,null,null,null,null,null,null,null,null,{"$f":"IF($W$1=C16,IF(OR(B16=\"\",E16=\"\",F16=\"\",D16=\"\",G16=\"\",H16=\"\",P16=\"\",Q16=\"\",R16=\"\"),1,0),0)","v":1},1,{"$f":"IF(U16<=$T$15,T16,0)","v":0}]
["K02",null,"nein",null,null,null,null,null,null,null,null,null,null,null,null,null,null,null,null,{"$f":"IF($W$1=C17,IF(OR(B17=\"\",E17=\"\",F17=\"\",D17=\"\",G17=\"\",H17=\"\",P17=\"\",Q17=\"\",R17=\"\"),1,0),0)","v":1},2,{"$f":"IF(U17<=$T$15,T17,0)","v":0}]
["K03",null,"nein",null,null,null,null,null,null,null,null,null,null,null,null,null,null,null,null,1,3,0]
["K04",null,"nein",null,null,null,null,null,null,null,null,null,null,null,null,null,null,null,null,1,4,0]
["K05",null,"nein",null,null,null,null,null,null,null,null,null,null,null,null,null,null,null,null,1,5,0]
["K06",null,"nein",null,null,null,null,null,null,null,null,null,null,null,null,null,null,null,null,1,6,0]
["K07",null,"nein",null,null,null,null,null,null,null,null,null,null,null,null,null,null,null,null,1,7,0]
["K08",null,"nein",null,null,null,null,null,null,null,null,null,null,null,null,null,null,null,null,1,8,0]
["K09",null,"nein",null,null,null,null,null,null,null,null,null,null,null,null,null,null,null,null,1,9,0]
["K10",null,"nein",null,null,null,null,null,null,null,null,null,null,null,null,null,null,null,null,1,10,{"$f":"IF(U25<=$T$15,T25,0)","v":0}]
[]
[{"$f":"Begriffe!B574","v":"Optimierte Einstellungen"}]
[{"$f":"A13","v":"Nr."},{"$f":"B13","v":"Bezeichnung"},null,{"$f":"D13","v":"Freigabe-"},{"$f":"E13","v":"Kältekurve"},null,null,null,{"$f":"I13","v":"Betriebszeiten Vorlaufanhebung"},null,null,null,null,null,{"$f":"O13","v":"Vorlauf-"},{"$f":"Begriffe!B575","v":"Hinweise"},null,{"$f":"Begriffe!B576","v":"Datum "},{"$f":"Begriffe!B577","v":"Kürzel"}]
[null,{"$f":"B14","v":"Anlage"},null,{"$f":"D14","v":"temperatur AT"},"ATmin","TVLmax","ATmax","TVLmin",{"$f":"I14","v":"Mo.-Fr. "},null,{"$f":"K14","v":"Samstag"},null,{"$f":"M14","v":"Sonntag"},null,{"$f":"O14","v":"anhebung"},null,null,null,{"$f":"Begriffe!B578","v":"Person"}]
[null,"-",null,"°C","°C","°C","°C","°C",{"$f":"I15","v":"von"},{"$f":"J15","v":"bis"},"von","bis","von","bis","Kelvin","-",null,"-","-"]
["K01",{"$f":"IF(B16=\"\",\"\",B16)","v":""},null,null,null,null,null,null,null,null,null,null,null,null,null,null,null,null,null,{"$f":"IF($W$1=C16,IF(OR(E31=\"\",F31=\"\",D31=\"\",G31=\"\",H31=\"\"),1,0),0)","v":1},1,{"$f":"IF(U31<=$T$15,T31,0)","v":0}]
["K02",{"$f":"IF(B17=\"\",\"\",B17)","v":""},null,null,null,null,null,null,null,null,null,null,null,null,null,null,null,null,null,{"$f":"IF($W$1=C17,IF(OR(E32=\"\",F32=\"\",D32=\"\",G32=\"\",H32=\"\"),1,0),0)","v":1},2,{"$f":"IF(U32<=$T$15,T32,0)","v":0}]
["K03","",null,null,null,null,null,null,null,null,null,null,null,null,null,null,null,null,null,1,3,0]
["K04","",null,null,null,null,null,null,null,null,null,null,null,null,null,null,null,null,null,1,4,0]
["K05","",null,null,null,null,null,null,null,null,null,null,null,null,null,null,null,null,null,1,5,0]
["K06","",null,null,null,null,null,null,null,null,null,null,null,null,null,null,null,null,null,1,6,0]
["K07","",null,null,null,null,null,null,null,null,null,null,null,null,null,null,null,null,null,1,7,0]
["K08","",null,null,null,null,null,null,null,null,null,null,null,null,null,null,null,null,null,1,8,0]
["K09","",null,null,null,null,null,null,null,null,null,null,null,null,null,null,null,null,null,1,9,0]
["K10","",null,null,null,null,null,null,null,null,null,null,null,null,null,null,null,null,null,1,10,0]
[]
[{"$f":"Begriffe!B579","v":"Energiekosten / -verbrauch und Einsparung pro Jahr"}]
[{"$f":"Begriffe!B580","v":"Nr."},{"$f":"Begriffe!B581","v":"Bezeichnung"},{"$f":"Begriffe!B583","v":"Bestehender Energieverbrauch "},null,null,null,null,null,{"$f":"Begriffe!B588","v":"Optimierter Energieverbrauch"},null,null,null,null,null,null,{"$f":"Begriffe!B593","v":"Einsparung"}]
[null,{"$f":"Begriffe!B582","v":"Anlage"},{"$f":"Begriffe!B584","v":"Endenergie"},{"$f":"Begriffe!B590","v":"Therm. Energie"},{"$f":"Begriffe!B591","v":"Hilfsenergie"},null,{"$f":"Begriffe!B587","v":"Kosten"},null,{"$f":"Begriffe!B589","v":"Endenergie"},null,{"$f":"Begriffe!B590","v":"Therm. Energie"},null,{"$f":"Begriffe!B591","v":"Hilfsenergie"},null,{"$f":"Begriffe!B592","v":"Kosten"},{"$f":"Begriffe!B594","v":"Hilfs.+Endenergie"},{"$f":"Begriffe!B595","v":"Kosten"},{"$f":"Begriffe!B596","v":"Prozentual"}]
[null,null,"kWh","kWh","kWh",null,"CHF",null,"kWh",null,"kWh",null,"kWh",null,"CHF","kWh","CHF","%"]
[{"$f":"Begriffe!B597","v":"Kältemaschinen"}]
[{"$f":"IF(A6=\"\",\"\",A6)","v":"KE01"},"",{"$f":"IFERROR(KE!T51,\"\")","v":0},{"$f":"IFERROR(KE!T52,\"\")","v":0},{"$f":"IFERROR(KE!T53+KE!T56,\"\")","v":0},null,{"$f":"IFERROR(ROUND(KE!U51,-1)+ROUND(KE!U53,-1)+ROUND(KE!U56,-1),\"\")","v":0},null,{"$f":"IFERROR(KE!V51,\"\")","v":0},null,{"$f":"IFERROR(KE!V52,\"\")","v":0},null,{"$f":"IFERROR(KE!V53+KE!V56,\"\")","v":0},null,{"$f":"IFERROR(ROUND(KE!W51,-1)+ROUND(KE!W53,-1)+ROUND(KE!W56,-1),\"\")","v":0},{"$f":"IFERROR((C47-I47)+(E47-M47),\"\")","v":0},{"$f":"IFERROR(G47-O47,\"\")","v":0},{"$f":"IFERROR(Q47/G47,0)","v":0}]
["KE02","",{"$f":"IFERROR(KE!T60,\"\")","v":0},{"$f":"IFERROR(KE!T61,\"\")","v":0},{"$f":"IFERROR(KE!T62+KE!T65,\"\")","v":0},null,{"$f":"IFERROR(ROUND(KE!U60,-1)+ROUND(KE!U62,-1)+ROUND(KE!U65,-1),\"\")","v":0},null,{"$f":"IFERROR(KE!V60,\"\")","v":0},null,{"$f":"IFERROR(KE!V61,\"\")","v":0},null,{"$f":"IFERROR(KE!V62+KE!V65,\"\")","v":0},null,{"$f":"IFERROR(ROUND(KE!W60,-1)+ROUND(KE!W62,-1)+ROUND(KE!W65,-1),\"\")","v":0},{"$f":"IFERROR((C48-I48)+(E48-M48),\"\")","v":0},{"$f":"IFERROR(G48-O48,\"\")","v":0},{"$f":"IFERROR(Q48/G48,0)","v":0}]
["KE03","",{"$f":"IFERROR(KE!T69,\"\")","v":0},{"$f":"IFERROR(KE!T70,\"\")","v":0},{"$f":"IFERROR(KE!T71+KE!T74,\"\")","v":0},null,{"$f":"IFERROR(ROUND(KE!U69,-1)+ROUND(KE!U71,-1)+ROUND(KE!U74,-1),\"\")","v":0},null,{"$f":"IFERROR(KE!V69,\"\")","v":0},null,{"$f":"IFERROR(KE!V70,\"\")","v":0},null,{"$f":"IFERROR(KE!V71+KE!V74,\"\")","v":0},null,{"$f":"IFERROR(ROUND(KE!W69,-1)+ROUND(KE!W71,-1)+ROUND(KE!W74,-1),\"\")","v":0},{"$f":"IFERROR((C49-I49)+(E49-M49),\"\")","v":0},{"$f":"IFERROR(G49-O49,\"\")","v":0},{"$f":"IFERROR(Q49/G49,0)","v":0}]
["KE04","",{"$f":"IFERROR(KE!T78,\"\")","v":0},{"$f":"IFERROR(KE!T79,\"\")","v":0},{"$f":"IFERROR(KE!T80+KE!T83,\"\")","v":0},null,{"$f":"IFERROR(ROUND(KE!U78,-1)+ROUND(KE!U80,-1)+ROUND(KE!U83,-1),\"\")","v":0},null,{"$f":"IFERROR(KE!V78,\"\")","v":0},null,{"$f":"IFERROR(KE!V79,\"\")","v":0},null,{"$f":"IFERROR(KE!V80+KE!V83,\"\")","v":0},null,{"$f":"IFERROR(ROUND(KE!W78,-1)+ROUND(KE!W80,-1)+ROUND(KE!W83,-1),\"\")","v":0},{"$f":"IFERROR((C50-I50)+(E50-M50),\"\")","v":0},{"$f":"IFERROR(G50-O50,\"\")","v":0},{"$f":"IFERROR(Q50/G50,0)","v":0}]
[]
[{"$f":"Begriffe!B598","v":"Kältegruppe"}]
[{"$f":"A31","v":"K01"},{"$f":"IF(B16=\"\",\"\",B16)","v":""},null,{"$f":"IFERROR('K01'!$P$30,\"\")","v":0},{"$f":"IFERROR('K01'!$P$31,\"\")","v":0},null,{"$f":"IFERROR(ROUND('K01'!$O$51,-1)+ROUND('K01'!$O$52,-1),\"\")","v":0},null,null,null,{"$f":"IFERROR('K01'!$P$51,\"\")","v":0},null,{"$f":"IFERROR('K01'!$P$52,\"\")","v":0},null,{"$f":"IFERROR(ROUND('K01'!$Q$51,-1)+ROUND('K01'!$Q$52,-1),\"\")","v":0},{"$f":"IFERROR((D53-K53)+(E53-M53),\"\")","v":0},{"$f":"IFERROR(G53-O53,\"\")","v":0},{"$f":"IFERROR(Q53/G53,0)","v":0}]
["K02","",null,{"$f":"IFERROR('K02'!$P$30,\"\")","v":0},{"$f":"IFERROR('K02'!$P$31,\"\")","v":0},null,{"$f":"IFERROR(ROUND('K02'!$O$51,-1)+ROUND('K02'!$O$52,-1),\"\")","v":0},null,null,null,{"$f":"IFERROR('K02'!$P$51,\"\")","v":0},null,{"$f":"IFERROR('K02'!$P$52,\"\")","v":0},null,{"$f":"IFERROR(ROUND('K02'!$Q$51,-1)+ROUND('K02'!$Q$52,-1),\"\")","v":0},{"$f":"IFERROR((D54-K54)+(E54-M54),\"\")","v":0},{"$f":"IFERROR(G54-O54,\"\")","v":0},{"$f":"IFERROR(Q54/G54,0)","v":0}]
["K03","",null,{"$f":"IFERROR('K03'!$P$30,\"\")","v":0},{"$f":"IFERROR('K03'!$P$31,\"\")","v":0},null,{"$f":"IFERROR(ROUND('K03'!$O$51,-1)+ROUND('K03'!$O$52,-1),\"\")","v":0},null,null,null,{"$f":"IFERROR('K03'!$P$51,\"\")","v":0},null,{"$f":"IFERROR('K03'!$P$52,\"\")","v":0},null,{"$f":"IFERROR(ROUND('K03'!$Q$51,-1)+ROUND('K03'!$Q$52,-1),\"\")","v":0},0,0,0]
["K04","",null,{"$f":"IFERROR('K04'!$P$30,\"\")","v":0},{"$f":"IFERROR('K04'!$P$31,\"\")","v":0},null,{"$f":"IFERROR(ROUND('K04'!$O$51,-1)+ROUND('K04'!$O$52,-1),\"\")","v":0},null,null,null,{"$f":"IFERROR('K04'!$P$51,\"\")","v":0},null,{"$f":"IFERROR('K04'!$P$52,\"\")","v":0},null,{"$f":"IFERROR(ROUND('K04'!$Q$51,-1)+ROUND('K04'!$Q$52,-1),\"\")","v":0},0,0,0]
["K05","",null,{"$f":"IFERROR('K06'!$P$30,\"\")","v":0},{"$f":"IFERROR('K06'!$P$31,\"\")","v":0},null,{"$f":"IFERROR(ROUND('K06'!$O$51,-1)+ROUND('K06'!$O$52,-1),\"\")","v":0},null,null,null,{"$f":"IFERROR('K06'!$P$51,\"\")","v":0},null,{"$f":"IFERROR('K06'!$P$52,\"\")","v":0},null,{"$f":"IFERROR(ROUND('K06'!$Q$51,-1)+ROUND('K06'!$Q$52,-1),\"\")","v":0},0,0,0]
["K06","",null,{"$f":"IFERROR('K05'!$P$30,\"\")","v":0},{"$f":"IFERROR('K05'!$P$31,\"\")","v":0},null,{"$f":"IFERROR(ROUND('K05'!$O$51,-1)+ROUND('K05'!$O$52,-1),\"\")","v":0},null,null,null,{"$f":"IFERROR('K05'!$P$51,\"\")","v":0},null,{"$f":"IFERROR('K05'!$P$52,\"\")","v":0},null,{"$f":"IFERROR(ROUND('K05'!$Q$51,-1)+ROUND('K05'!$Q$52,-1),\"\")","v":0},0,0,0]
["K07","",null,{"$f":"IFERROR('K07'!$P$30,\"\")","v":0},{"$f":"IFERROR('K07'!$P$31,\"\")","v":0},null,{"$f":"IFERROR(ROUND('K07'!$O$51,-1)+ROUND('K07'!$O$52,-1),\"\")","v":0},null,null,null,{"$f":"IFERROR('K07'!$P$51,\"\")","v":0},null,{"$f":"IFERROR('K07'!$P$52,\"\")","v":0},null,{"$f":"IFERROR(ROUND('K07'!$Q$51,-1)+ROUND('K07'!$Q$52,-1),\"\")","v":0},0,0,0]
["K08","",null,{"$f":"IFERROR('K08'!$P$30,\"\")","v":0},{"$f":"IFERROR('K08'!$P$31,\"\")","v":0},null,{"$f":"IFERROR(ROUND('K08'!$O$51,-1)+ROUND('K08'!$O$52,-1),\"\")","v":0},null,null,null,{"$f":"IFERROR('K08'!$P$51,\"\")","v":0},null,{"$f":"IFERROR('K08'!$P$52,\"\")","v":0},null,{"$f":"IFERROR(ROUND('K08'!$Q$51,-1)+ROUND('K08'!$Q$52,-1),\"\")","v":0},0,0,0]
["K09","",null,{"$f":"IFERROR('K09'!$P$30,\"\")","v":0},{"$f":"IFERROR('K09'!$P$31,\"\")","v":0},null,{"$f":"IFERROR(ROUND('K09'!$O$51,-1)+ROUND('K09'!$O$52,-1),\"\")","v":0},null,null,null,{"$f":"IFERROR('K09'!$P$51,\"\")","v":0},null,{"$f":"IFERROR('K09'!$P$52,\"\")","v":0},null,{"$f":"IFERROR(ROUND('K09'!$Q$51,-1)+ROUND('K09'!$Q$52,-1),\"\")","v":0},0,0,0]
["K10","",null,{"$f":"IFERROR('K10'!$P$30,\"\")","v":0},{"$f":"IFERROR('K10'!$P$31,\"\")","v":0},null,{"$f":"IFERROR(ROUND('K10'!$O$51,-1)+ROUND('K10'!$O$52,-1),\"\")","v":0},null,null,null,{"$f":"IFERROR('K10'!$P$51,\"\")","v":0},null,{"$f":"IFERROR('K10'!$P$52,\"\")","v":0},null,{"$f":"IFERROR(ROUND('K10'!$Q$51,-1)+ROUND('K10'!$Q$52,-1),\"\")","v":0},0,0,0]

{"sheet":"KE","index":30,"n_rows":265,"n_cols":28,"rows_kept":265,"cut":false,"hidden":true,"merged":[[281,17,281,18],[281,19,281,20],[281,21,281,22],[282,17,282,18],[282,19,282,20],[282,21,282,22],[283,17,283,18],[277,19,277,20],[277,21,277,22],[278,17,278,18],[278,19,278,20],[278,21,278,22],[279,17,279,18],[279,19,279,20],[279,21,279,22],[280,17,280,18],[280,19,280,20],[280,21,280,22],[270,17,273,27],[274,17,274,18],[274,19,274,20],[274,21,274,22],[275,21,275,22],[276,17,276,18],[276,19,276,20],[276,21,276,22],[310,13,310,14],[310,15,310,16],[307,13,307,14],[307,15,307,16],[308,13,308,14],[308,15,308,16],[309,13,309,14],[309,15,309,16],[303,13,303,14],[303,15,303,16],[304,13,304,14],[304,15,304,16],[306,13,306,14],[306,15,306,16],[300,13,300,14],[300,15,300,16],[301,13,301,14],[301,15,301,16],[302,13,302,14],[302,15,302,16],[297,11,297,12],[297,13,297,14],[297,15,297,16],[298,11,298,12],[298,13,298,14],[298,15,298,16],[295,11,295,12],[295,13,295,14],[295,15,295,16],[296,11,296,12],[296,13,296,14],[296,15,296,16],[291,9,291,10],[291,11,291,12],[291,13,291,14],[291,15,291,16],[292,9,292,10],[292,11,292,12],[292,13,292,14],[292,15,292,16],[289,11,289,12],[289,13,289,14],[289,15,289,16],[290,11,290,12],[290,13,290,14],[290,15,290,16],[283,13,283,14],[283,15,283,16],[284,1,284,2],[284,5,284,6],[284,7,284,8],[284,9,284,10],[284,11,284,12],[284,13,284,14],[284,15,284,16],[283,1,283,2],[283,5,283,6],[283,7,283,8],[283,9,283,10],[283,11,283,12],[281,13,281,14],[281,15,281,16],[282,1,282,2],[282,5,282,6],[282,7,282,8],[282,9,282,10],[282,11,282,12],[282,13,282,14],[282,15,282,16],[281,1,281,2],[281,5,281,6],[281,7,281,8],[281,9,281,10],[281,11,281,12],[274,1,274,2],[274,15,274,16],[275,1,275,2],[275,15,275,16],[276,1,276,2],[276,15,276,16],[42,15,42,16],[43,15,43,16],[39,15,39,16],[273,1,273,2],[273,15,273,16],[35,15,35,16],[36,15,36,16],[37,15,37,16],[40,15,40,16],[41,15,41,16],[42,13,42,14],[43,13,43,14],[39,13,39,14],[35,13,35,14],[36,13,36,14],[37,13,37,14],[40,13,40,14],[41,13,41,14],[31,15,31,16],[30,15,30,16],[29,15,29,16],[28,15,28,16],[34,13,34,14],[34,15,34,16],[31,11,31,12],[30,11,30,12],[29,11,29,12],[28,11,28,12],[31,13,31,14],[30,13,30,14],[29,13,29,14],[28,13,28,14],[33,15,33,16],[33,13,33,14],[0,9,0,15],[15,1,15,2],[16,1,16,2],[14,1,14,2],[7,1,7,2],[6,1,6,2],[9,1,9,2],[8,1,8,2],[17,1,17,2],[8,15,8,16],[7,15,7,16],[6,15,6,16],[17,15,17,16],[16,15,16,16],[15,15,15,16],[14,15,14,16],[9,15,9,16],[14,11,14,12],[17,11,17,12],[16,11,16,12],[15,11,15,12],[3,17,6,27],[0,25,0,26],[7,21,7,22],[8,21,8,22],[9,17,9,18],[9,19,9,20],[9,21,9,22],[7,17,7,18],[7,19,7,20],[10,19,10,20],[10,21,10,22],[13,21,13,22],[11,21,11,22],[12,17,12,18],[12,19,12,20],[12,21,12,22],[11,17,11,18],[11,19,11,20],[13,17,13,18],[13,19,13,20],[14,17,14,18],[14,19,14,20],[14,21,14,22],[14,9,14,10],[17,5,17,6],[16,5,16,6],[15,5,15,6],[14,5,14,6],[17,7,17,8],[16,7,16,8],[15,7,15,8],[14,7,14,8],[17,13,17,14],[16,13,16,14],[15,13,15,14],[14,13,14,14],[25,9,25,10],[24,9,24,10],[17,9,17,10],[16,9,16,10],[15,9,15,10],[16,17,16,18],[15,17,15,18],[15,19,15,20],[15,21,15,22],[25,11,25,12],[24,11,24,12],[23,11,23,12],[22,11,22,12],[24,13,24,14],[23,13,23,14],[22,13,22,14],[25,13,25,14],[25,15,25,16],[24,15,24,16],[23,15,23,16],[22,15,22,16]]}
[{"$f":"Begriffe!B599","v":"Kälteerzeuger - Detail"},null,null,{"$f":"Begriffe!B600","v":"Status"},{"$f":"IF(SUM(N50:N53)=0,0,1)","v":0},null,null,{"$f":"Begriffe!B601","v":"Verantwortlicher"},null,null,null,null,null,null,null,null,{"$f":"Einführung!K1","v":"V 1.0.0"},{"$f":"A1","v":"Kälteerzeuger - Detail"},null,null,null,null,null,null,{"$f":"H1","v":"Verantwortlicher"},{"$f":"J1","v":0},null,{"$f":"Einführung!K1","v":"V 1.0.0"}]
[]
[{"$f":"Begriffe!B602","v":"Technische Daten"},null,null,null,null,null,null,null,null,null,null,null,null,null,null,null,null,{"$f":"Begriffe!B653","v":"Hinweise"}]
[{"$f":"Begriffe!B603","v":"Nr."},{"$f":"Begriffe!B604","v":"Erzeugertyp"},null,{"$f":"Begriffe!B606","v":"Kälteleistung"},{"$f":"Begriffe!B608","v":"ESEER"},{"$f":"Begriffe!B610","v":"EER 100%"},null,null,{"$f":"Begriffe!B613","v":"EER 50%"},null,null,{"$f":"Begriffe!B614","v":"EER 25%"},null,null,{"$f":"Begriffe!B615","v":"Primärpumpe"}]
[null,{"$f":"Begriffe!B605","v":"Art der Kälteerzeugung"},null,{"$f":"Begriffe!B607","v":" "},null,{"$f":"Begriffe!B611","v":"AT"},{"$f":"Begriffe!B612","v":"TVL"},null,{"$f":"Begriffe!B611","v":"AT"},{"$f":"Begriffe!B612","v":"TVL"},null,{"$f":"Begriffe!B611","v":"AT"},{"$f":"Begriffe!B612","v":"TVL"},null,{"$f":"Begriffe!B622","v":"Leistung "},{"$f":"Begriffe!B617","v":"Vol.strom"}]
["-","-",null,"kW",{"$f":"Begriffe!B609","v":"Standard [-]"},"°C","°C","EER","°C","°C","EER","°C","°C","EER","W","m³/h"]
["KE01",null,null,null,{"$f":"IFERROR(VLOOKUP(B7,'Berechnung KE'!$I$45:$K$52,3,FALSE),\"\")","v":""}]
["KE02",null,null,null,{"$f":"IFERROR(VLOOKUP(B8,'Berechnung KE'!$I$45:$K$52,3,FALSE),\"\")","v":""}]
["KE03",null,null,null,{"$f":"IFERROR(VLOOKUP(B9,'Berechnung KE'!$I$45:$K$52,3,FALSE),\"\")","v":""},null,null,null,null,null,null,null,null,null,null,null,null,{"$f":"Begriffe!B654","v":"Energieverbrauch und Energiekosten"}]
["KE04",null,null,null,{"$f":"IFERROR(VLOOKUP(B10,'Berechnung KE'!$I$45:$K$52,3,FALSE),\"\")","v":""}]
[null,null,null,null,null,null,null,null,null,null,null,null,null,null,null,null,null,{"$f":"Begriffe!B655","v":"Kosten Endenergie"},null,null,null,null,null,{"$f":"Begriffe!B656","v":"Kosten Hilfsenergie [Elektrizität] "}]
[{"$f":"A4","v":"Nr."},{"$f":"Begriffe!B619","v":"Rückkühlung"},null,{"$f":"Begriffe!B621","v":"Kühlleistung"},{"$f":"Begriffe!B622","v":"Leistung "},{"$f":"Begriffe!B624","v":"Betriebsart des"},null,{"$f":"Begriffe!B628","v":"Betriebsmittel"},null,{"$f":"Begriffe!B631","v":"Freecooling "},null,{"$f":"Begriffe!B632","v":"Mischbetrieb "},null,{"$f":"Begriffe!B633","v":"Pumpe Rückkühler"}]
[null,{"$f":"Begriffe!B620","v":"Art des Rückkühlers"},null,null,{"$f":"Begriffe!B623","v":"Ventilatoren"},{"$f":"Begriffe!B625","v":"Rückkühler"},null,null,null,null,null,null,null,{"$f":"Begriffe!B634","v":"Leistung"},null,{"$f":"Begriffe!B635","v":"Volumenstrom "}]
["-","-",null,"kW","kW","-",null,"-",null,"-",null,"-",null,"W",null,"m³/h"]
["KE01",null,null,null,null,null,null,null,null,null,null,"nein"]
["KE02",null,null,null,null,null,null,null,null,null,null,"nein"]
["KE03",null,null,null,null,null,null,null,null,null,null,"nein",null,null,null,null,null,null,null,null,{"$f":"S51","v":"Kälte Elektr."},{"$f":"U51+U60+U69+U78","v":0},{"$f":"W51+W60+W69+W78","v":0}]
["KE04",null,null,null,null,null,null,null,null,null,null,"nein",null,null,null,null,null,null,null,null,{"$f":"S52","v":"Nutzenergie"},{"$f":"SUM(U53:U56,U62:U65,U71:U74,U80:U83)","v":0},{"$f":"SUM(W53:W56,W62:W65,W71:W74,W80:W83)","v":0}]
[]
[{"$f":"Begriffe!B636","v":"Bestehend"},null,null,null,null,null,null,{"$f":"Begriffe!B637","v":"Optimiert"}]
[null,null,{"$f":"Begriffe!B639","v":"Schiebung Kond."},{"$f":"Begriffe!B641","v":"Betriebszeit gemäss Aussentemp."},null,null,null,null,null,null,null,{"$f":"C21","v":"Schiebung Kond."},null,{"$f":"D21","v":"Betriebszeit gemäss Aussentemp."}]
[{"$f":"Begriffe!B638","v":"Kältemaschine"},null,{"$f":"Begriffe!B640","v":"mit Aussentemp."},{"$f":"Begriffe!B642","v":"von "},{"$f":"Begriffe!B643","v":"bis"},null,null,{"$f":"A22","v":"Kältemaschine"},null,null,null,{"$f":"C22","v":"mit Aussentemp."},null,{"$f":"D22","v":"von "},null,{"$f":"E22","v":"bis"}]
["KE01",null,null,null,null,null,null,"KE01"]
["KE02",null,null,null,null,null,null,"KE02"]
["KE03",null,null,null,null,null,null,"KE03"]
["KE04",null,null,null,null,null,null,"KE04"]
[]
[{"$f":"Begriffe!B644","v":"Rückkühler"},null,{"$f":"Begriffe!B645","v":"Vorlauf"},{"$f":"Begriffe!B646","v":"Rücklauf "},{"$f":"Begriffe!B647","v":"Min. Rücklauf"},null,null,{"$f":"A28","v":"Rückkühler"},null,null,null,{"$f":"C28","v":"Vorlauf"},null,{"$f":"D28","v":"Rücklauf "},null,{"$f":"E28","v":"Min. Rücklauf"},null,null,null,null,null,{"$f":"Begriffe!B659","v":"Bestehend"},{"$f":"Begriffe!B660","v":"Optimiert"},{"$f":"Begriffe!B661","v":"Einsparung"}]
[null,"KE01",null,null,null,null,null,null,null,"KE01",null,null,null,null,null,null,null,null,"KE01",{"$f":"Begriffe!B657","v":"Kälte Elektr."},null,{"$f":"T51","v":0},{"$f":"V51","v":0},{"$f":"V29-W29","v":0},{"$f":"ROUND(U51,-1)-ROUND(W51,-1)","v":0},{"$f":"IFERROR(X29/V29,0)","v":0}]
[null,"KE02",null,null,null,null,null,null,null,"KE02",null,null,null,null,null,null,null,null,null,{"$f":"Begriffe!B658","v":"Hilfsenergie"},null,{"$f":"T53+T56","v":0},{"$f":"V53+V56","v":0},0,{"$f":"ROUND(U53+U56,-1)-ROUND(W53+W56,-1)","v":0},0]
[null,"KE03",null,null,null,null,null,null,null,"KE03",null,null,null,null,null,null,null,null,"KE02",{"$f":"T29","v":"Kälte Elektr."},null,{"$f":"T60","v":0},{"$f":"V60","v":0},0,{"$f":"ROUND(U60,-1)-ROUND(W60,-1)","v":0},0]
[null,"KE04",null,null,null,null,null,null,null,"KE04",null,null,null,null,null,null,null,null,null,"Hilfsenergie",null,{"$f":"T62+T65","v":0},{"$f":"V62+V65","v":0},0,{"$f":"ROUND(U62+U65,-1)-ROUND(W62+W65,-1)","v":0},0]
[null,null,null,null,null,null,null,null,null,null,null,null,null,null,null,null,null,null,"KE03","Kälte Elektr.",null,{"$f":"T69","v":0},{"$f":"V69","v":0},0,{"$f":"ROUND(U69,-1)-ROUND(W69,-1)","v":0},0]
[{"$f":"Begriffe!B648","v":"Freecooling"},{"$f":"Begriffe!B649","v":"Umschaltpunkt Aussentemp."},null,{"$f":"Begriffe!B650","v":"Normal"},{"$f":"Begriffe!B651","v":"Erhöht"},null,null,{"$f":"A34","v":"Freecooling"},null,{"$f":"B34","v":"Umschaltpunkt Aussentemp."},null,null,null,{"$f":"D34","v":"Normal"},null,{"$f":"E34","v":"Erhöht"},null,null,null,"Hilfsenergie",null,{"$f":"T71+T74","v":0},{"$f":"V71+V74","v":0},0,{"$f":"ROUND(U71+U74,-1)-ROUND(W71+W74,-1)","v":0},0]
[null,"KE01",null,null,null,null,null,null,null,"KE01",null,null,null,null,null,null,null,null,"KE04","Kälte Elektr.",null,{"$f":"T78","v":0},{"$f":"V78","v":0},0,{"$f":"ROUND(U78,-1)-ROUND(W78,-1)","v":0},0]
[null,"KE02",null,null,null,null,null,null,null,"KE02",null,null,null,null,null,null,null,null,null,"Hilfsenergie",null,{"$f":"T80+T83","v":0},{"$f":"V80+V83","v":0},0,{"$f":"ROUND(U80+U83,-1)-ROUND(W80+W83,-1)","v":0},0]
[null,"KE03",null,null,null,null,null,null,null,"KE03"]
[null,"KE04",null,null,null,null,null,null,null,"KE04",null,null,null,null,null,null,null,{"$f":"Begriffe!B662","v":"Korrektur Energieverbrauch"}]
[]
[{"$f":"Begriffe!B652","v":"Mischbetrieb"},{"$f":"B34","v":"Umschaltpunkt Aussentemp."},null,{"$f":"D34","v":"Normal"},{"$f":"E34","v":"Erhöht"},null,null,{"$f":"A40","v":"Mischbetrieb"},null,{"$f":"B40","v":"Umschaltpunkt Aussentemp."},null,null,null,{"$f":"D40","v":"Normal"},null,{"$f":"E40","v":"Erhöht"},null,{"$f":"Begriffe!B663","v":"Energieverbrauch "},null,{"$f":"Begriffe!B664","v":"Berechnet"},{"$f":"Begriffe!B665","v":"Real"},{"$f":"Begriffe!B666","v":"Abweichung"},{"$f":"Begriffe!B667","v":"Korrekturfaktor"}]
[null,"KE01",null,null,null,null,null,null,null,"KE01",null,null,null,null,null,null,null,null,"KE01",{"$f":"V29","v":0},null,{"$f":"IFERROR(U41/T41,\" \")","v":" "},1]
[null,"KE02",null,null,null,null,null,null,null,"KE02",null,null,null,null,null,null,null,null,"KE02",{"$f":"V31","v":0},null,{"$f":"IFERROR(U42/T42,\" \")","v":" "},1]
[null,"KE03",null,null,null,null,null,null,null,"KE03",null,null,null,null,null,null,null,null,"KE03",{"$f":"V33","v":0},null,{"$f":"IFERROR(U43/T43,\" \")","v":" "},1]
[null,"KE04",null,null,null,null,null,null,null,"KE04",null,null,null,null,null,null,null,null,"KE04",{"$f":"V35","v":0},null,{"$f":"IFERROR(U44/T44,\" \")","v":" "},1]
[]
[]
["Eingabe",null,null,null,null,null,null,null,null,null,null,null,null,null,null,null,null,"Ergebnisse"]
["Grundlage Berechnung ",null,"KE01",null,null,null,null,null,null,null,null,null,null,null,null,null,null,"Energieverbrauch ",null,"Bestehend",null,"Optimiert",null,null,"Kältepreis"]
["Kennwerte:","Versorgte Gruppen:",null,"K01",{"$f":"IF('K01'!$K$7=C48,1,0)","v":0},"K07",{"$f":"IF('K07'!$K$7=C48,1,0)","v":0},{"$f":"Kühlung!D6","v":"nein"},null,"Status Eingabe",{"$f":"Startblatt!J23","v":0},null,null,null,null,null,null,null,null,"Energie","Kosten","Energie","Kosten",null,"Nutzenergie",{"$f":"T52+T61+T70+T79","v":0},{"$f":"V52+V61+V70+V79","v":0}]
[null,null,null,"K02",{"$f":"IF('K02'!$K$7=C48,1,0)","v":0},"K08",{"$f":"IF('K08'!$K$7=C48,1,0)","v":0},{"$f":"J56","v":"ja"},null,1,{"$f":"IF(OR(B7=\"\",D7=\"\",B15=\"\",D15=\"\",E15=\"\",F15=\"\",H15=\"\",J15=\"\",L15=\"\",C23=\"\",L23=\"\"),1,0)","v":1},{"$f":"IF($J$56=J15,IF(OR(D35=\"\",E35=\"\",N35=\"\",P35=\"\"),1,0),0)","v":0},{"$f":"IF($J$56=L15,IF(OR(D41=\"\",E41=\"\",N41=\"\",P41=\"\"),1,0),0)","v":0},{"$f":"IF(J50<=$K$49,K50+L50+M50,0)","v":0},null,null,null,null,null,"[kWh]","[CHF/a]","[kWh]","[CHF/a]",null,"Strom CHF",{"$f":"(T51+T56+T60+T65+T69+T74+T78+T83)*Z60/100","v":{"$error":"#N/A"}},{"$f":"(V51+V56+V60+V65+V69+V74+V78+V83)*AA60/100","v":{"$error":"#N/A"}}]
[null,null,null,"K03",{"$f":"IF('K03'!$K$7=C48,1,0)","v":0},"K09",{"$f":"IF('K09'!$K$7=C48,1,0)","v":0},null,null,2,{"$f":"IF(OR(B8=\"\",D8=\"\",B16=\"\",D16=\"\",E16=\"\",F16=\"\",H16=\"\",J16=\"\",L16=\"\",C24=\"\",L24=\"\"),1,0)","v":1},{"$f":"IF($J$56=J16,IF(OR(D36=\"\",E36=\"\",N36=\"\",P36=\"\"),1,0),0)","v":0},{"$f":"IF($J$56=L16,IF(OR(D42=\"\",E42=\"\",N42=\"\",P42=\"\"),1,0),0)","v":0},{"$f":"IF(J51<=$K$49,K51+L51+M51,0)","v":0},null,null,null,"KE","Kälte Elektr.",0,0,0,0,null,"Kältepreis",{"$f":"Z50/Z49","v":{"$error":"#N/A"}},{"$f":"AA50/AA49","v":{"$error":"#N/A"}}]
[null,null,null,"K04",{"$f":"IF('K04'!$K$7=C48,1,0)","v":0},"K10",{"$f":"IF('K10'!$K$7=C48,1,0)","v":0},null,null,3,{"$f":"IF(OR(B9=\"\",D9=\"\",B17=\"\",D17=\"\",E17=\"\",F17=\"\",H17=\"\",J17=\"\",L17=\"\",C25=\"\",L25=\"\"),1,0)","v":1},0,0,0,null,null,null,null,"Nutzenergie",0,null,0]
[null,null,null,"K05",{"$f":"IF('K05'!$K$7=C48,1,0)","v":0},null,null,null,null,4,{"$f":"IF(OR(B10=\"\",D10=\"\",B18=\"\",D18=\"\",E18=\"\",F18=\"\",H18=\"\",J18=\"\",L18=\"\",C26=\"\",L26=\"\"),1,0)","v":1},0,0,0,null,null,null,null,"Pumpe Elektr.",0,0,0,0]
[null,null,null,"K06",{"$f":"IF('K06'!$K$7=C48,1,0)","v":0},null,null,null,null,null,null,null,null,null,null,null,null,"WRG ","Wärme",0,null,0]
["VL °C","RK °C","EER","Kältemaschine:","Typ",{"$f":"$B$7","v":0},{"$f":"$F$55","v":0},null,null,{"$f":"Begriffe!B76","v":"nein"},null,null,null,null,null,null,null,"Rückkühlung","Wasser [m³]",0,0,0,0]
[{"$f":"$G$7","v":0},{"$f":"$F$7","v":0},{"$f":"$H$7","v":0},null,"max. Vorlauftemp.",{"$f":"$B$23","v":0},{"$f":"$J$23","v":0},null,null,{"$f":"Begriffe!B77","v":"ja"},null,null,null,null,null,null,null,null,"Rückkühlung Elektr.",0,0,0,0]
[{"$f":"$J$7","v":0},{"$f":"$I$7","v":0},{"$f":"$K$7","v":0},"Volumenstrom ","[m3/h]",{"$f":"IF(P7=\"\",D7/(1.163*6),P7)","v":0},{"$f":"$F$57","v":0},null,null,null,null,null,null,null,null,null,null,"Energieverbrauch ",null,"Bestehend",null,"Optimiert"]
[{"$f":"$M$7","v":0},{"$f":"$L$7","v":0},{"$f":"$N$7","v":0},"Leistung der Pumpe","[kW]",{"$f":"IF(O7=\"\",D7*0.001,$O$7/1000)","v":0},{"$f":"$F$58","v":0},null,null,null,null,null,null,null,null,null,null,null,null,"Energie","Kosten","Energie","Kosten"]
[null,"EER Projektwert",{"$f":"IF(Kühlung!$D$6=J55,Kühlung!$I$6,0)","v":0},"Schiebung der Kondensatortemperatur \nanhand der Aussentemperatur",null,{"$f":"$C$23","v":0},{"$f":"$L$23","v":0},null,null,null,null,null,null,null,null,null,null,null,null,"[kWh]","[CHF/a]","[kWh]","[CHF/a]",null,"spez. Energiepreise","Bestehend","Optimiert"]
[null,null,null,"Art der Regulierung",null,"2. Variabler Volumenstrom","2. Variabler Volumenstrom",null,null,null,null,null,null,null,null,null,null,"KE","Kälte Elektr.",0,0,0,0,null,{"$f":"Grundlagendaten!L65","v":"Elektrizität"},{"$f":"VLOOKUP(Y60,Startblatt!$B$21:$E$26,4,FALSE)","v":{"$error":"#N/A"}},{"$f":"VLOOKUP(Y60,Startblatt!$B$21:$E$26,4,FALSE)","v":{"$error":"#N/A"}},"Rp. / kWh"]
["Parameter:","Verdampfer Qv",null,null,"[kW]",{"$f":"$D$7","v":0},{"$f":"$F$61","v":0},null,null,null,null,null,null,null,null,null,null,null,"Nutzenergie",0,null,0,null,null,"Wärme",{"$f":"'Berechnung WE'!$C$849*100","v":{"$error":"#DIV/0!"}},{"$f":"'Berechnung WE'!$D$849*100","v":{"$error":"#DIV/0!"}},"Rp. / kWh"]
["bei 32°C Aussen-\ntemperatur","Kondensator Qc+Qe",null,null,"[kW]",{"$f":"D7/E7","v":{"$error":"#VALUE!"}},{"$f":"$F$62","v":{"$error":"#VALUE!"}},null,null,null,null,null,null,null,null,null,null,null,"Pumpe Elektr.",0,0,0,0,null,"Kälte",{"$f":"$Z$51*100","v":{"$error":"#N/A"}},{"$f":"$AA$51*100","v":{"$error":"#N/A"}},"Rp. / kWh"]
[null,"Verdichter Pel",null,null,"[kW]",{"$f":"F62+F61","v":{"$error":"#VALUE!"}},{"$f":"$F$63","v":{"$error":"#VALUE!"}},null,null,null,null,null,null,null,null,null,null,"WRG ","Wärme",0,null,0,null,null,{"$f":"Grundlagendaten!L67","v":"Wasser"},{"$f":"VLOOKUP('Berechnung HG'!T55,Startblatt!$B$21:$E$26,4,FALSE)*100","v":{"$error":"#N/A"}},{"$f":"VLOOKUP('Berechnung HG'!T55,Startblatt!$B$21:$E$26,4,FALSE)*100","v":{"$error":"#N/A"}},"Rp. / m3"]
["Saisonal","Gültigkeit der Betriebszeiten ",null,null,"Aussentemp °C von",{"$f":"IF(D23=\"\",-25,D23)","v":-25},{"$f":"IF(N23=\"\",-25,N23)","v":-25},null,null,null,null,null,null,null,null,null,null,"Rückkühlung","Wasser [m³]",0,0,0,0]
[null,"Gültigkeit der Betriebszeiten ",null,null,"Aussentemp °C bis",{"$f":"IF(E23=\"\",40,E23)","v":40},{"$f":"IF(P23=\"\",40,P23)","v":40},null,null,null,null,null,null,null,null,null,null,null,"Rückkühlung Elektr.",0,0,0,0]
["Faktoren für Berechnung",null,"EER Offset",null,null,0,0,null,null,null,null,null,null,null,null,null,null,"Energieverbrauch ",null,"Bestehend",null,"Optimiert"]
[null,null,"DeltaT Kondensator",null,"K",2,"K",null,null,null,null,null,null,null,null,null,null,null,null,"Energie","Kosten","Energie","Kosten"]
[null,null,"DeltaTVerdampfer",null,"K",2,"K",null,null,null,null,null,null,null,null,null,null,null,null,"[kWh]","[CHF/a]","[kWh]","[CHF/a]"]
[null,null,"Reduktionsfaktor Pumpe mit FU",null,null,0.6,null,null,null,null,null,null,null,null,null,null,null,"KE","Kälte Elektr.",0,0,0,0]
[null,null,"Erhöhung Strom RK-Ventilatoren bei Freecooling",null,null,0.1,null,null,null,null,null,null,null,null,null,null,null,null,"Nutzenergie",0,null,0]
["Freecooling ","Installiert",null,null,null,{"$f":"$J$15","v":0},{"$f":"$F$71","v":0},null,null,null,null,null,null,null,null,null,null,null,"Pumpe Elektr.",0,0,0,0]
[null,null,null,null,null,null,null,null,null,null,null,null,null,null,null,null,null,"WRG ","Wärme",0,null,0]
[null,"Freecooling Steuerung automatisch",null,null,null,"ja","ja",null,null,null,null,null,null,null,null,null,null,"Rückkühlung","Wasser [m³]",0,0,0,0]
[null,"Umschaltpunkt Feuchtkugeltemp.",null,"normal","[°C]",{"$f":"$D$35","v":0},{"$f":"$N$35","v":0},null,null,null,null,null,null,null,null,null,null,null,"Rückkühlung Elektr.",0,0,0,0]
[null,null,null,"erhöht"," [°C]",{"$f":"$E$35","v":0},{"$f":"$P$35","v":0},null,null,null,null,null,null,null,null,null,null,"Energieverbrauch ",null,"Bestehend",null,"Optimiert"]
["Mischbetrieb ","Umschaltpunkt Feuchtkugeltemp.",null,"normal","[°C]",{"$f":"IF(L15=J55,\"\",$D$41)","v":""},{"$f":"IF(L15=J55,\"\",$N$41)","v":""},null,null,null,null,null,null,null,null,null,null,null,null,"Energie","Kosten","Energie","Kosten"]
[null,null,null,"erhöht","[°C]",{"$f":"IF(L15=J55,\"\",$E$41)","v":""},{"$f":"IF(L15=J55,\"\",$P$41)","v":""},null,null,null,null,null,null,null,null,null,null,null,null,"[kWh]","[CHF/a]","[kWh]","[CHF/a]"]
["Wärmetauscher","Mischbetr./Freecooling",null,"Delta T","[K]",2,2,null,null,null,null,null,null,null,null,null,null,"KE","Kälte Elektr.",0,0,0,0]
["WRG:","Installiert:",null,null,null,"Nein","Nein",null,null,null,null,null,null,null,null,null,null,null,"Nutzenergie",0,null,0]
[null,"System:",null,null,null,"Enthitzer","Enthitzer",null,null,null,null,null,null,null,null,null,null,null,"Pumpe Elektr.",0,0,0,0]
[null,"Temperaturniveau","[°C]","VL","RL","VL","RL",null,null,null,null,null,null,null,null,null,null,"WRG ","Wärme",0,null,0]
[null,null,null,50,40,50,40,null,null,null,null,null,null,null,null,null,null,"Rückkühlung","Wasser [m³]",0,0,0,0]
[null,null,null,"tA ","Abgabeleistung","tA ","Abgabeleistung",null,null,null,null,null,null,null,null,null,null,null,"Rückkühlung Elektr.",0,0,0,0]
[null,null,null,"[°C]","[kW]","[°C]","[kW]"]
[null,null,null,-8,0,-8,0]
[null,null,null,6,0,6,0]
[null,null,null,15,0,15,0]
[null,null,null,25,0,25,0]
["Rückkühler","Bauart:",null,null,null,{"$f":"$B$15","v":0},{"$f":"$F$89","v":0}]
[null,"Anzahl Rückkühler",null,null,"[Anzahl]",1,1]
["bei 30°C Aussen-\ntemperatur","Rückkühler Temperaturen","[°C]","VL","RL","VL","RL"]
[null,null,null,{"$f":"IF(C29=\"\",35,C29)","v":35},{"$f":"IF(D29=\"\",30,D29)","v":30},{"$f":"IF(L29=\"\",35,L29)","v":35},{"$f":"IF(N29=\"\",30,N29)","v":30}]
[null,null,null,"RL Minimal",{"$f":"IF(E29=\"\",30,E29)","v":30},"RL Minimal",{"$f":"IF(P29=\"\",30,P29)","v":30}]
[null,"Ventilatoren Total",null,null,"[Anzahl]",1,1]
[null,null,null,"pro Ventilator","[kW]",{"$f":"IF(H49=H50,$E$15,F61*0.1)","v":0},{"$f":"$F$95","v":0}]
[null,"Betriebsart",null,null,null,{"$f":"$F$15","v":0},{"$f":"$F$96","v":0}]
[null,"Pumpe",null,null,"[m3/h]",{"$f":"$P$15","v":0},{"$f":"$F$97","v":0}]
[null,null,null,null,"[kW]",{"$f":"$N$15/100","v":0},{"$f":"$F$98","v":0}]
[null,"Betriebsmittel",null,null,null,{"$f":"$H$15","v":0},{"$f":"$F$99","v":0}]
[null,"Kühlleistung",null,"installiert","[kW]",{"$f":"$D$15","v":0},{"$f":"$F$100","v":0}]
[]
[]
["Grundlage Berechnung ",null,"KE02"]
["Kennwerte:","Versorgte Gruppen:",null,"K01",{"$f":"IF('K01'!$K$7=C103,1,0)","v":0},"K07",{"$f":"IF('K07'!$K$7=C103,1,0)","v":0}]
[null,null,null,"K02",{"$f":"IF('K02'!$K$7=C103,1,0)","v":0},"K08",{"$f":"IF('K08'!$K$7=C103,1,0)","v":0}]
[null,null,null,"K03",{"$f":"IF('K03'!$K$7=C103,1,0)","v":0},"K09",{"$f":"IF('K09'!$K$7=C103,1,0)","v":0}]
[null,null,null,"K04",{"$f":"IF('K04'!$K$7=C103,1,0)","v":0},"K10",{"$f":"IF('K10'!$K$7=C103,1,0)","v":0}]
[null,null,null,"K05",{"$f":"IF('K05'!$K$7=C103,1,0)","v":0}]
[null,null,null,"K06",{"$f":"IF('K06'!$K$7=C103,1,0)","v":0}]
["VL °C","RK °C","EER","Kältemaschine:","Typ",{"$f":"$B$8","v":0},{"$f":"F110","v":0}]
[{"$f":"$G$8","v":0},{"$f":"$F$8","v":0},{"$f":"$H$8","v":0},null,"max. Vorlauftemp.",{"$f":"$B$24","v":0},{"$f":"$J$24","v":0}]
[{"$f":"$J$8","v":0},{"$f":"$I$8","v":0},{"$f":"$K$8","v":0},"Volumenstrom ","[m3/h]",{"$f":"IF(P8=\"\",D8/(1.163*6),P8)","v":0},{"$f":"F112","v":0}]
[{"$f":"$M$8","v":0},{"$f":"$L$8","v":0},{"$f":"$N$8","v":0},"Leistung der Pumpe","[kW]",{"$f":"IF(O8=\"\",D8*0.001,$O$8/1000)","v":0},{"$f":"F113","v":0}]
[null,"EER Projektwert",{"$f":"IF(Kühlung!$D$6=J55,Kühlung!$I$7,0)","v":0},"Schiebung der Kondensatortemperatur \nanhand der Aussentemperatur",null,{"$f":"$C$24","v":0},{"$f":"$L$24","v":0}]
[null,null,null,"Art der Regulierung",null,"2. Variabler Volumenstrom","2. Variabler Volumenstrom"]
["Parameter:","Verdampfer Qv",null,null,"[kW]",{"$f":"$D$8","v":0},{"$f":"F116","v":0}]
["bei 32°C Aussen-\ntemperatur","Kondensator Qc+Qe",null,null,"[kW]",{"$f":"$E$8","v":""},{"$f":"F117","v":""}]
[null,"Verdichter Pel",null,null,"[kW]",{"$f":"$F$8","v":0},{"$f":"F118","v":0}]
["Saisonal","Gültigkeit der Betriebszeiten ",null,null,"Aussentemp °C von",{"$f":"IF(D24=\"\",-25,D24)","v":-25},{"$f":"IF(N24=\"\",-25,N24)","v":-25}]
[null,"Gültigkeit der Betriebszeiten ",null,null,"Aussentemp °C bis",{"$f":"IF(E24=\"\",40,E24)","v":40},{"$f":"IF(P24=\"\",40,P24)","v":40}]
["Faktoren für Berechnung",null,"EER Offset",null,null,0,0]
[null,null,"DeltaT Kondensator",null,"K",2,"K"]
[null,null,"DeltaTVerdampfer",null,"K",2,"K"]
[null,null,"Reduktionsfaktor Pumpe mit FU",null,null,0.6]
[null,null,"Erhöhung Strom RK-Ventilatoren bei Freecooling",null,null,0.1]
["Freecooling ","Installiert",null,null,null,{"$f":"$J$16","v":0},{"$f":"F126","v":0}]
[]
[null,"Freecooling Steuerung automatisch",null,null,null,"ja","ja"]
[null,"Umschaltpunkt Feuchtkugeltemp.",null,"normal","[°C]",{"$f":"$D$36","v":0},{"$f":"$N$36","v":0}]
[null,null,null,"erhöht"," [°C]",{"$f":"$E$36","v":0},{"$f":"$P$36","v":0}]
["Mischbetrieb ","Umschaltpunkt Feuchtkugeltemp.",null,"normal","[°C]",{"$f":"IF(L16=J55,\"\",$D$42)","v":""},{"$f":"IF(L16=J55,\"\",$N$42)","v":""}]
[null,null,null,"erhöht","[°C]",{"$f":"IF(L16=J55,\"\",$E$42)","v":""},{"$f":"IF(L16=J55,\"\",$P$42)","v":""}]
["Wärmetauscher","Mischbetr./Freecooling",null,"Delta T","[K]",2,2]
["WRG:","Installiert:",null,null,null,"Nein","Nein"]
[null,"System:",null,null,null,"Enthitzer","Enthitzer"]
[null,"Temperaturniveau","[°C]","VL","RL","VL","RL"]
[null,null,null,50,40,50,40]
[null,null,null,"tA ","Abgabeleistung","tA ","Abgabeleistung"]
[null,null,null,"[°C]","[kW]","[°C]","[kW]"]
[null,null,null,-8,0,-8,0]
[null,null,null,6,0,6,0]
[null,null,null,15,0,15,0]
[null,null,null,25,0,25,0]
["Rückkühler","Bauart:",null,null,null,{"$f":"$B$16","v":0},{"$f":"F144","v":0}]
[null,"Anzahl Rückkühler",null,null,"[Anzahl]",1,1]
["bei 30°C Aussen-\ntemperatur","Rückkühler Temperaturen","[°C]","VL","RL","VL","RL"]
[null,null,null,{"$f":"IF(C30=\"\",35,C30)","v":35},{"$f":"IF(D30=\"\",30,D30)","v":30},{"$f":"IF(L30=\"\",35,L30)","v":35},{"$f":"IF(N30=\"\",30,N30)","v":30}]
[null,null,null,"RL Minimal",{"$f":"IF(E30=\"\",30,E30)","v":30},"RL Minimal",{"$f":"IF(P30=\"\",30,P30)","v":30}]
[null,"Ventilatoren Total",null,null,"[Anzahl]",1,1]
[null,null,null,"pro Ventilator","[kW]",{"$f":"IF($H$49=$H$50,$E$16,$F$116*0.1)","v":0},{"$f":"F150","v":0}]
[null,"Betriebsart",null,null,null,{"$f":"$F$16","v":0},0]
[null,"Pumpe",null,null,"[m3/h]",{"$f":"$P$16","v":0},0]
[null,null,null,null,"[kW]",{"$f":"$N$16/100","v":0},0]
[null,"Betriebsmittel",null,null,null,{"$f":"$H$16","v":0},0]
[null,"Kühlleistung",null,"installiert","[kW]",{"$f":"$D$16","v":0},0]
[]
[]
["Grundlage Berechnung ",null,"KE03"]
["Kennwerte:","Versorgte Gruppen:",null,"K01",{"$f":"IF('K01'!$K$7=C158,1,0)","v":0},"K07",{"$f":"IF('K07'!$K$7=C158,1,0)","v":0}]
[null,null,null,"K02",{"$f":"IF('K02'!$K$7=C158,1,0)","v":0},"K08",{"$f":"IF('K08'!$K$7=C158,1,0)","v":0}]
[null,null,null,"K03",{"$f":"IF('K03'!$K$7=C158,1,0)","v":0},"K09",{"$f":"IF('K09'!$K$7=C158,1,0)","v":0}]
[null,null,null,"K04",{"$f":"IF('K04'!$K$7=C158,1,0)","v":0},"K10",{"$f":"IF('K10'!$K$7=C158,1,0)","v":0}]
[null,null,null,"K05",{"$f":"IF('K05'!$K$7=C158,1,0)","v":0}]
[null,null,null,"K06",{"$f":"IF('K06'!$K$7=C158,1,0)","v":0}]
["VL °C","RK °C","EER","Kältemaschine:","Typ",{"$f":"$B$9","v":0},{"$f":"F165","v":0}]
[{"$f":"$G$9","v":0},{"$f":"$F$9","v":0},{"$f":"$H$9","v":0},null,"max. Vorlauftemp.",{"$f":"$B$25","v":0},{"$f":"$J$25","v":0}]
[{"$f":"$J$9","v":0},{"$f":"$I$9","v":0},{"$f":"$K$9","v":0},"Volumenstrom ","[m3/h]",{"$f":"IF(P9=\"\",D9/(1.163*6),P9)","v":0},{"$f":"F167","v":0}]
[{"$f":"$M$9","v":0},{"$f":"$L$9","v":0},{"$f":"$N$9","v":0},"Leistung der Pumpe","[kW]",{"$f":"IF(O9=\"\",D9*0.001,$O$9/1000)","v":0},{"$f":"F168","v":0}]
[null,"EER Projektwert",{"$f":"IF(Kühlung!$D$6=J55,Kühlung!$I$8,0)","v":0},"Schiebung der Kondensatortemperatur \nanhand der Aussentemperatur",null,{"$f":"$C$25","v":0},{"$f":"$L$25","v":0}]
[null,null,null,"Art der Regulierung",null,"2. Variabler Volumenstrom","2. Variabler Volumenstrom"]
["Parameter:","Verdampfer Qv",null,null,"[kW]",{"$f":"$D$9","v":0},{"$f":"F171","v":0}]
["bei 32°C Aussen-\ntemperatur","Kondensator Qc+Qe",null,null,"[kW]",{"$f":"$E$9","v":""},{"$f":"F172","v":""}]
[null,"Verdichter Pel",null,null,"[kW]",{"$f":"$F$9","v":0},{"$f":"F173","v":0}]
["Saisonal","Gültigkeit der Betriebszeiten ",null,null,"Aussentemp °C von",{"$f":"IF(D25=\"\",-25,D25)","v":-25},{"$f":"IF(N25=\"\",-25,N25)","v":-25}]
[null,"Gültigkeit der Betriebszeiten ",null,null,"Aussentemp °C bis",{"$f":"IF(E25=\"\",40,E25)","v":40},{"$f":"IF(P25=\"\",40,P25)","v":40}]
["Faktoren für Berechnung",null,"EER Offset",null,null,0,0]
[null,null,"DeltaT Kondensator",null,"K",2,"K"]
[null,null,"DeltaTVerdampfer",null,"K",2,"K"]
[null,null,"Reduktionsfaktor Pumpe mit FU",null,null,0.6]
[null,null,"Erhöhung Strom RK-Ventilatoren bei Freecooling",null,null,0.1]
["Freecooling ","Installiert",null,null,null,{"$f":"$J$17","v":0},{"$f":"F181","v":0}]
[]
[null,"Freecooling Steuerung automatisch",null,null,null,"ja","ja"]
[null,"Umschaltpunkt Feuchtkugeltemp.",null,"normal","[°C]",{"$f":"$D$37","v":0},{"$f":"$N$37","v":0}]
[null,null,null,"erhöht"," [°C]",{"$f":"$E$37","v":0},{"$f":"$P$37","v":0}]
["Mischbetrieb ","Umschaltpunkt Feuchtkugeltemp.",null,"normal","[°C]",{"$f":"IF(L17=J55,\"\",$D$43)","v":""},{"$f":"IF(L17=J55,\"\",$N$43)","v":""}]
[null,null,null,"erhöht","[°C]",{"$f":"IF(L17=J55,\"\",$E$43)","v":""},{"$f":"IF(L17=J55,\"\",$P$43)","v":""}]
["Wärmetauscher","Mischbetr./Freecooling",null,"Delta T","[K]",2,2]
["WRG:","Installiert:",null,null,null,"Nein","Nein"]
[null,"System:",null,null,null,"Enthitzer","Enthitzer"]
[null,"Temperaturniveau","[°C]","VL","RL","VL","RL"]
[null,null,null,50,40,50,40]
[null,null,null,"tA ","Abgabeleistung","tA ","Abgabeleistung"]
[null,null,null,"[°C]","[kW]","[°C]","[kW]"]
[null,null,null,-8,0,-8,0]
[null,null,null,6,0,6,0]
[null,null,null,15,0,15,0]
[null,null,null,25,0,25,0]
["Rückkühler","Bauart:",null,null,null,{"$f":"$B$17","v":0},{"$f":"F199","v":0}]
[null,"Anzahl Rückkühler",null,null,"[Anzahl]",1,1]
["bei 30°C Aussen-\ntemperatur","Rückkühler Temperaturen","[°C]","VL","RL","VL","RL"]
[null,null,null,{"$f":"IF(C31=\"\",35,C31)","v":35},{"$f":"IF(D31=\"\",30,D31)","v":30},{"$f":"IF(L31=\"\",35,L31)","v":35},{"$f":"IF(N31=\"\",30,N31)","v":30}]
[null,null,null,"RL Minimal",{"$f":"IF(E31=\"\",30,E31)","v":30},"RL Minimal",{"$f":"IF(P31=\"\",30,P31)","v":30}]
[null,"Ventilatoren Total",null,null,"[Anzahl]",1,1]
[null,null,null,"pro Ventilator","[kW]",{"$f":"IF($H$49=$H$50,$E$17,$F$171*0.1)","v":0},{"$f":"F205","v":0}]
[null,"Betriebsart",null,null,null,{"$f":"$F$17","v":0},0]
[null,"Pumpe",null,null,"[m3/h]",{"$f":"$P$17","v":0},0]
[null,null,null,null,"[kW]",{"$f":"$N$17/100","v":0},0]
[null,"Betriebsmittel",null,null,null,{"$f":"$H$17","v":0},0]
[null,"Kühlleistung",null,"installiert","[kW]",{"$f":"$D$17","v":0},0]
[]
[]
["Grundlage Berechnung ",null,"KE04"]
["Kennwerte:","Versorgte Gruppen:",null,"K01",{"$f":"IF('K01'!$K$7=C213,1,0)","v":0},"K07",{"$f":"IF('K07'!$K$7=C213,1,0)","v":0}]
[null,null,null,"K02",{"$f":"IF('K02'!$K$7=C213,1,0)","v":0},"K08",{"$f":"IF('K08'!$K$7=C213,1,0)","v":0}]
[null,null,null,"K03",{"$f":"IF('K03'!$K$7=C213,1,0)","v":0},"K09",{"$f":"IF('K09'!$K$7=C213,1,0)","v":0}]
[null,null,null,"K04",{"$f":"IF('K04'!$K$7=C213,1,0)","v":0},"K10",{"$f":"IF('K10'!$K$7=C213,1,0)","v":0}]
[null,null,null,"K05",{"$f":"IF('K05'!$K$7=C213,1,0)","v":0}]
[null,null,null,"K06",{"$f":"IF('K06'!$K$7=C213,1,0)","v":0}]
["VL °C","RK °C","EER","Kältemaschine:","Typ",{"$f":"$B$10","v":0},{"$f":"F220","v":0}]
[{"$f":"$G$10","v":0},{"$f":"$F$10","v":0},{"$f":"$H$10","v":0},null,"max. Vorlauftemp.",{"$f":"$B$26","v":0},{"$f":"$J$26","v":0}]
[{"$f":"$J$10","v":0},{"$f":"$I$10","v":0},{"$f":"$K$10","v":0},"Volumenstrom ","[m3/h]",{"$f":"IF(P10=\"\",D10/(1.163*6),P10)","v":0},{"$f":"F222","v":0}]
[{"$f":"$M$10","v":0},{"$f":"$L$10","v":0},{"$f":"$N$10","v":0},"Leistung der Pumpe","[kW]",{"$f":"IF(O10=\"\",D10*0.001,$O$10/1000)","v":0},{"$f":"F223","v":0}]
[null,"EER Projektwert",{"$f":"IF(Kühlung!$D$6=J55,Kühlung!$I$9,0)","v":0},"Schiebung der Kondensatortemperatur \nanhand der Aussentemperatur",null,{"$f":"$C$26","v":0},{"$f":"$L$26","v":0}]
[null,null,null,"Art der Regulierung",null,"2. Variabler Volumenstrom","2. Variabler Volumenstrom"]
["Parameter:","Verdampfer Qv",null,null,"[kW]",{"$f":"$D$10","v":0},{"$f":"F226","v":0}]
["bei 32°C Aussen-\ntemperatur","Kondensator Qc+Qe",null,null,"[kW]",{"$f":"$E$10","v":""},{"$f":"F227","v":""}]
[null,"Verdichter Pel",null,null,"[kW]",{"$f":"$F$10","v":0},{"$f":"F228","v":0}]
["Saisonal","Gültigkeit der Betriebszeiten ",null,null,"Aussentemp °C von",{"$f":"IF(D26=\"\",-25,D26)","v":-25},{"$f":"IF(N26=\"\",-25,N26)","v":-25}]
[null,"Gültigkeit der Betriebszeiten ",null,null,"Aussentemp °C bis",{"$f":"IF(E26=\"\",40,E26)","v":40},{"$f":"IF(P26=\"\",40,P26)","v":40}]
["Faktoren für Berechnung",null,"EER Offset",null,null,0,0]
[null,null,"DeltaT Kondensator",null,"K",2,"K"]
[null,null,"DeltaTVerdampfer",null,"K",2,"K"]
[null,null,"Reduktionsfaktor Pumpe mit FU",null,null,0.6]
[null,null,"Erhöhung Strom RK-Ventilatoren bei Freecooling",null,null,0.1]
["Freecooling ","Installiert",null,null,null,{"$f":"$J$18","v":0},{"$f":"F236","v":0}]
[]
[null,"Freecooling Steuerung automatisch",null,null,null,"ja","ja"]
[null,"Umschaltpunkt Feuchtkugeltemp.",null,"normal","[°C]",{"$f":"$D$38","v":0},{"$f":"$N$38","v":0}]
[null,null,null,"erhöht"," [°C]",{"$f":"$E$38","v":0},{"$f":"$P$38","v":0}]
["Mischbetrieb ","Umschaltpunkt Feuchtkugeltemp.",null,"normal","[°C]",{"$f":"IF(L18=J55,\"\",$D$44)","v":""},{"$f":"IF(L18=J55,\"\",$N$44)","v":""}]
[null,null,null,"erhöht","[°C]",{"$f":"IF(L18=J55,\"\",$E$44)","v":""},{"$f":"IF(L18=J55,\"\",$P$44)","v":""}]
["Wärmetauscher","Mischbetr./Freecooling",null,"Delta T","[K]",2,2]
["WRG:","Installiert:",null,null,null,"Nein","Nein"]
[null,"System:",null,null,null,"Enthitzer","Enthitzer"]
[null,"Temperaturniveau","[°C]","VL","RL","VL","RL"]
[null,null,null,50,40,50,40]
[null,null,null,"tA ","Abgabeleistung","tA ","Abgabeleistung"]
[null,null,null,"[°C]","[kW]","[°C]","[kW]"]
[null,null,null,-8,0,-8,0]
[null,null,null,6,0,6,0]
[null,null,null,15,0,15,0]
[null,null,null,25,0,25,0]
["Rückkühler","Bauart:",null,null,null,{"$f":"$B$18","v":0},{"$f":"F254","v":0}]
[null,"Anzahl Rückkühler",null,null,"[Anzahl]",1,1]
["bei 30°C Aussen-\ntemperatur","Rückkühler Temperaturen","[°C]","VL","RL","VL","RL"]
[null,null,null,{"$f":"IF(C32=\"\",35,C32)","v":35},{"$f":"IF(D32=\"\",30,D32)","v":30},{"$f":"IF(L32=\"\",35,L32)","v":35},{"$f":"IF(N32=\"\",30,N32)","v":30}]
[null,null,null,"RL Minimal",{"$f":"IF(E32=\"\",30,E32)","v":30},"RL Minimal",{"$f":"IF(P32=\"\",30,P32)","v":30}]
[null,"Ventilatoren Total",null,null,"[Anzahl]",1,1]
[null,null,null,"pro Ventilator","[kW]",{"$f":"IF($H$49=$H$50,$E$18,$F$226*0.1)","v":0},{"$f":"F260","v":0}]
[null,"Betriebsart",null,null,null,{"$f":"$F$18","v":0},0]
[null,"Pumpe",null,null,"[m3/h]",{"$f":"$P$18","v":0},0]
[null,null,null,null,"[kW]",{"$f":"$N$18/100","v":0},0]
[null,"Betriebsmittel",null,null,null,{"$f":"$H$18","v":0},0]
[null,"Kühlleistung",null,"installiert","[kW]",{"$f":"$D$18","v":0},0]

{"sheet":"K01","index":31,"n_rows":129,"n_cols":22,"rows_kept":129,"cut":false,"hidden":true,"merged":[[19,2,19,3],[18,8,18,9],[18,2,18,3],[0,8,0,9],[0,19,0,20],[3,11,7,21],[4,9,4,10],[19,8,19,9]]}
[{"$f":"Begriffe!B668&\" \"&Kühlung!B16&\" \"&Begriffe!B669 &\" (\"&Kühlung!R16&\")\"","v":"Kältegruppe  Detail ()"},null,null,null,{"$f":"Begriffe!B670","v":"Status"},{"$f":"IF(OR(E4=\"\",E7=\"\",K4=\"\",J5=\"\",K6=\"\",K7=\"\",E17=\"\",E18=\"\",K17=\"\",K18=\"\",C23=\"\",C24=\"\",C25=\"\",C26=\"\",D23=\"\",D24=\"\",D25=\"\",D26=\"\",E23=\"\",E24=\"\",E25=\"\",E26=\"\",I23=\"\",I24=\"\",I25=\"\",I26=\"\",J23=\"\",J24=\"\",J25=\"\",J26=\"\",K23=\"\",K24=\"\",K25=\"\",K26=\"\"),1,0)","v":1},null,{"$f":"Begriffe!B671","v":"Verantwortlicher"},null,null,{"$f":"Einführung!K1","v":"V 1.0.0"},{"$f":"A1","v":"Kältegruppe  Detail ()"},null,null,null,null,null,null,{"$f":"H1","v":"Verantwortlicher"},{"$f":"I1","v":0},null,{"$f":"Einführung!K1","v":"V 1.0.0"}]
[]
[{"$f":"Begriffe!B672","v":"Technische Daten"},null,null,null,null,null,null,null,null,null,null,{"$f":"Begriffe!B700","v":"Hinweise"}]
[{"$f":"Begriffe!B673","v":"Kälteleistung Kältegruppe"},null,null,{"$f":"IFERROR(ABS(IF((E5-E6)*E7*1.163=0,\"\",(E5-E6)*E7*1.163)),\"\")","v":""},null,null,{"$f":"Begriffe!B678","v":"max. Leistungsaufnahme Pumpe"}]
[{"$f":"Begriffe!B674","v":"Vorlauftemperatur bei Auslegung"},null,null,null,null,null,{"$f":"Begriffe!B679","v":"Art der Raumregulierung"}]
[{"$f":"Begriffe!B675","v":"Rücklauftemperatur bei Auslegung"},null,null,null,null,null,{"$f":"Begriffe!B683","v":"Art des Kältebedarfs "}]
[{"$f":"Begriffe!B676","v":"Volumenstrom"},null,null,{"$f":"IFERROR(ABS(IF(0=E4/((E5-E6)*1.163),\"\",E4/((E5-E6)*1.163))),\"\")","v":""},null,null,{"$f":"Begriffe!B684","v":"Kälteerzeuger"}]
[{"$f":"Begriffe!B677","v":"Rohrdimension (Schätzung Kälteleistung)"},null,null,{"$f":"IFERROR(IF(E8=\"\",\"\",0.0024*E8^2.4632),\"\")","v":""}]
[]
[{"$f":"Begriffe!B685","v":"Bestehend"},null,null,null,null,null,{"$f":"Begriffe!B686","v":"Optimiert"},null,null,null,null,{"$f":"Begriffe!B701","v":"Energieverbrauch und Energiekosten"}]
[]
[{"$f":"Begriffe!B687","v":"Betriebszeiten Vorlauftemp. Anhebung"},null,null,{"$f":"Begriffe!B691","v":"von"},{"$f":"Begriffe!B692","v":"bis"},null,{"$f":"A12","v":"Betriebszeiten Vorlauftemp. Anhebung"},null,null,{"$f":"D12","v":"von"},{"$f":"E12","v":"bis"},null,{"$f":"Begriffe!B702","v":"Kosten Nutzenergie"},null,null,null,null,{"$f":"Begriffe!B703","v":"Kosten Hilfsenergie [Elektrizität] "}]
[null,null,{"$f":"Begriffe!B688","v":"Mo.-Fr. "},null,null,null,null,null,{"$f":"C13","v":"Mo.-Fr. "}]
[null,null,{"$f":"Begriffe!B689","v":"Samstag"},null,null,null,null,null,{"$f":"C14","v":"Samstag"}]
[null,null,{"$f":"Begriffe!B690","v":"Sonntag"},null,null,null,null,null,{"$f":"C15","v":"Sonntag"}]
[]
[{"$f":"Begriffe!B693","v":"Parameter"},null,{"$f":"Begriffe!B694","v":"Freigabetemperatur (Aussentemp.)"},null,null,null,{"$f":"A17","v":"Parameter"},null,{"$f":"C17","v":"Freigabetemperatur (Aussentemp.)"}]
[null,null,{"$f":"Begriffe!B695","v":"Raumtemperatur"},null,null,null,null,null,{"$f":"C18","v":"Raumtemperatur"},null,null,null,null,null,{"$f":"L51","v":"Nutzenergie"},{"$f":"O51","v":0},{"$f":"Q51","v":0}]
[null,null,null,null,null,null,null,null,null,null,null,null,null,null,{"$f":"L52","v":"Elektrizität Pumpen"},{"$f":"O52","v":0},{"$f":"Q52","v":0}]
[]
[]
[{"$f":"Begriffe!B696","v":"Kältekurve"},null,{"$f":"Begriffe!B697","v":"Aussentemp."},{"$f":"Begriffe!B698","v":"Vorlauftemp."},{"$f":"Begriffe!B699","v":"Vorlauftemp. Anh."},null,{"$f":"A22","v":"Kältekurve"},null,{"$f":"C22","v":"Aussentemp."},{"$f":"D22","v":"Vorlauftemp."},{"$f":"E22","v":"Vorlauftemp. Anh."}]
[]
[]
[]
[]
[]
[]
[null,null,null,null,null,null,null,null,null,null,null,null,null,null,null,{"$f":"Begriffe!B706","v":"Bestehend"},{"$f":"Begriffe!B707","v":"Optimiert"},{"$f":"Begriffe!B708","v":"Einsparung"}]
[null,null,null,null,null,null,null,null,null,null,null,null,null,{"$f":"Begriffe!B704","v":"Nutzenergie"},null,{"$f":"N51","v":0},{"$f":"P51","v":0},{"$f":"P30-Q30","v":0},{"$f":"ROUND(O51,-1)-ROUND(Q51,-1)","v":0},{"$f":"IFERROR(R30/P30,0)","v":0}]
[null,null,null,null,null,null,null,null,null,null,null,null,null,{"$f":"Begriffe!B705","v":"Hilfsenergie"},null,{"$f":"N52","v":0},{"$f":"P52","v":0},{"$f":"P31-Q31","v":0},{"$f":"ROUND(O52,-1)-ROUND(Q52,-1)","v":0},{"$f":"IFERROR(R31/P31,0)","v":0}]
[]
[]
[null,null,null,null,null,null,null,null,null,null,null,{"$f":"Begriffe!B709","v":"Energieverbrauch "}]
[null,null,null,null,null,null,null,null,null,null,null,null,{"$f":"Begriffe!B710","v":"Berechnet"},null,null,{"$f":"P30","v":0}]
[null,null,null,null,null,null,null,null,null,null,null,null,{"$f":"Begriffe!B711","v":"Real"}]
[null,null,null,null,null,null,null,null,null,null,null,{"$f":"Begriffe!B714","v":"Korrekturfaktor"},{"$f":"Begriffe!B713","v":"Abweichung"},null,null,{"$f":"IFERROR(P36/P35,\" \")","v":" "}]
[null,null,null,null,null,null,null,null,null,null,null,null,{"$f":"L37","v":"Korrekturfaktor"},null,null,1]
[]
[null,{"$f":"E17","v":0},{"$f":"E18","v":0},100,null,null,null,{"$f":"K17","v":0},{"$f":"K18","v":0},100]
[null,{"$f":"E17","v":0},{"$f":"C40","v":0},-100,null,null,null,{"$f":"H40","v":0},{"$f":"I40","v":0},-100]
[]
[]
[]
[]
[]
["Eingabe",null,null,null,null,null,null,null,null,null,null,"Ergebnisse"]
["Grundlage Berechnung",null,null,"alt","optimiert",{"$f":"MID(CELL(\"dateiname\",A1),FIND(\"]\",CELL(\"dateiname\",A1))+1,255)","v":"K01"},{"$f":"VLOOKUP(F48,Kühlung!A16:C25,3,FALSE)","v":"nein"},null,"Min",{"$f":"MIN(D23:E26,J23:K26)","v":0},null,"Energieverbrauch ",null,"Bestehend",null,"Optimiert"]
["Kennwerte:","Gekühlte Fläche","[m2]",null,null,null,{"$f":"G53","v":"ja"},null,"Max",{"$f":"MAX(D23:E26,J23:K26)","v":0},null,null,null,"Nutzenergie","Kosten","Nutzenergie","Kosten"]
[null,"Kühlleistung \nbei Aussentemperatur=32°C","[kW]",{"$f":"E4","v":0},{"$f":"D50*(1+(D61-MIN(E61,35))*0.035)","v":{"$error":"#N/A"}},null,null,null,null,null,null,null,null,"[kWh]","[CHF/a]","[kWh]","[CHF/a]"]
[null,"Länge Leitungsnetz gedämmt","[m]",{"$f":"D50*2.2*0.9","v":0},{"$f":"D51","v":0},null,null,null,{"$f":"Grundlagendaten!A98","v":"Klimakälte"},{"$f":"I51","v":"Klimakälte"},null,"Nutzenergie",null,0,0,0,0]
[null,"Länge Leitungsnetz ungedämmt","[m]",{"$f":"D50*2.2*0.1","v":0},{"$f":"D52","v":0},null,{"$f":"Begriffe!B76","v":"nein"},null,{"$f":"Grundlagendaten!A99","v":"Kühlraum"},{"$f":"I52","v":"Kühlraum"},null,"Elektrizität Pumpen",null,0,0,0,0]
[null,"Durchmesser Leitungsnetz","[mm]",{"$f":"IF(E8=\"\",0.1247*D52+ 37.983,VLOOKUP(E8,Grundlagendaten!A39:D53,3,FALSE))","v":37.982999999999997},{"$f":"D53","v":37.982999999999997},null,{"$f":"Begriffe!B77","v":"ja"},null,{"$f":"Grundlagendaten!A100","v":"Tiefkühlraum"},{"$f":"I52","v":"Kühlraum"},null,"Daten für KE"]
[null,"Volumenstrom Gruppe \nbei Aussentemperatur=32°C","[m3/h]",{"$f":"IF(G48=G49,E7,D50/((6)*1.163))","v":0},{"$f":"D54","v":0},null,null,null,{"$f":"Grundlagendaten!A101","v":"Prozesskälte"},{"$f":"I54","v":"Prozesskälte"},null,"BZ","Bestehend","Optimiert"]
[null,"Leistung der Pumpe","[kW]",{"$f":"IF(G48=G49,K4/1000,D50*0.001)","v":0},{"$f":"D55","v":0},null,null,null,null,null,null,"N: Mo-Fr. von","00:00:00","00:00:00"]
[null,"Art der Regulierung",null,"konstanter Volumenstrom",null,null,null,null,null,null,null,"N: Mo-Fr. bis","23:59:00","23:59:00"]
["Regulierung:","Regulierung der Pumpe",null,"Druckdifferenz","Druckdifferenz",null,null,null,null,null,null,"N: Sa von","00:00:00","00:00:00"]
[null,"Regulierung der Raumtemperatur",null,{"$f":"IF(G48=G49,J5,'Berechnung KG'!K15)","v":"Einzelraumregulierung"},{"$f":"D58","v":"Einzelraumregulierung"},null,null,null,null,null,null,"N: Sa bis","23:59:00","23:59:00"]
["Parameter:","Art des Kältebedarfs ",null,{"$f":"VLOOKUP(K6,I51:J54,2,FALSE)","v":{"$error":"#N/A"}},{"$f":"D59","v":{"$error":"#N/A"}},null,null,null,null,null,null,"N: So von","00:00:00","00:00:00"]
[null,"Freigabetemperatur","[°C]",{"$f":"E17","v":0},{"$f":"K17","v":0},null,null,null,null,null,null,"N: So bis","23:59:00","23:59:00"]
[null,"Raumtemperatur","[°C]",{"$f":"IF(G48=G49,E18,VLOOKUP(D59,Grundlagendaten!A98:B101,2,FALSE))","v":{"$error":"#N/A"}},{"$f":"IF(G48=G49,K18,VLOOKUP(E59,Grundlagendaten!A98:B101,2,FALSE))","v":{"$error":"#N/A"}},null,null,null,null,null,null,"E: Mo-Fr. von","00:00:00","00:00:00"]
[null,"Abhängigkeit Betriebsart \"Erhöht\" ",null,"Betriebszeiten",{"$f":"D62","v":"Betriebszeiten"},null,null,null,null,null,null,"E: Mo-Fr. bis","00:00:00","00:00:00"]
["Faktoren für Berechnung","Zeitfaktor Regulierung Druckdifferenz",null,0.8,null,null,null,null,null,null,null,"E: Sa von","00:00:00","00:00:00"]
[null,"Reduktion Raumtemp. bei Einzelraumreg.","K",1,null,null,null,null,null,null,null,"E: Sa bis","00:00:00","00:00:00"]
[null,"Reduktion Max. Leistung bei Prozesskälte",null,1,null,null,null,null,null,null,null,"E: So von","00:00:00","00:00:00"]
[null,"Delta ZUL von internen Lasten","K",4,null,null,null,null,null,null,null,"E: So bis","00:00:00","00:00:00"]
[null,"Reduktionsfaktor Pumpe mit FU",null,0.5,null,null,null,null,null,null,null,null,"Leistung kW",null,"Energieverbrauch kWh",null,"Vorlauftemp. Normal",null,"Vorlauftemp. Erhöht"]
[null,"Korrekturfaktor",null,{"$f":"P38*VLOOKUP(K7,KE!S41:W44,5,FALSE)","v":{"$error":"#N/A"}},null,null,null,null,null,null,null,null,"Bestehend","Optimiert","Bestehend","Optimiert","Bestehend","Optimiert","Bestehend","Optimiert"]
[null,"Anzahl Tage bei Regulierung \"Hand\"","Tage/Jahr",365,null,null,null,null,null,null,null,-25,0,0,{"$error":"#N/A"},{"$error":"#N/A"},0,0,0,0]
[null,"Entfeuchtung ab","g/kg",12,null,null,null,null,null,null,null,-24,0,0,{"$error":"#N/A"},{"$error":"#N/A"},0,0,0,0]
["Betriebszeiten:",null,"Mo - Fr.",null,"Sa",null,"So",null,null,null,null,-23,0,0,{"$error":"#N/A"},{"$error":"#N/A"},0,0,0,0]
["alt",null,"von","bis","von","bis","von","bis",null,null,null,-22,0,0,{"$error":"#N/A"},{"$error":"#N/A"},0,0,0,0]
[null,"Normal","00:00:00",{"$f":"IF(D13=\"\",D81,IF(D13<E13,D13,0))","v":"23:59:00"},"00:00:00",{"$f":"IF(D14=\"\",F81,IF(D14<E14,D14,0))","v":"23:59:00"},"00:00:00",{"$f":"IF(D15=\"\",H81,IF(D15<E15,D15,0))","v":"23:59:00"},null,null,null,-21,0,0,{"$error":"#N/A"},{"$error":"#N/A"},0,0,0,0]
[null,null,{"$f":"E13","v":"00:00:00"},{"$f":"IF(D73=D81,0,IF(D13>E13,D13,\"23:59\"))","v":"00:00:00"},{"$f":"E14","v":"00:00:00"},{"$f":"IF(F73=F81,0,IF(D14>E14,D14,\"23:59\"))","v":"00:00:00"},{"$f":"E15","v":"00:00:00"},{"$f":"IF(H73=H81,0,IF(D15>E15,D15,\"23:59\"))","v":"00:00:00"},null,null,null,-20,0,0,{"$error":"#N/A"},{"$error":"#N/A"},0,0,0,0]
[null,null,null,null,null,null,null,null,null,null,null,-19,0,0,{"$error":"#N/A"},{"$error":"#N/A"},0,0,0,0]
[null,null,null,null,null,null,null,null,null,null,null,-18,0,0,{"$error":"#N/A"},{"$error":"#N/A"},0,0,0,0]
[null,"Erhöht",{"$f":"IF(D13<E13,D13,0)","v":"00:00:00"},{"$f":"E13","v":"00:00:00"},{"$f":"IF(D13<E13,D13,0)","v":"00:00:00"},{"$f":"E14","v":"00:00:00"},{"$f":"IF(D15<E15,D15,0)","v":"00:00:00"},{"$f":"E15","v":"00:00:00"},null,null,null,-17,0,0,{"$error":"#N/A"},{"$error":"#N/A"},0,0,0,0]
[null,null,{"$f":"IF(D13>E13,D13,0)","v":"00:00:00"},{"$f":"IF(C78=0,0,D81)","v":"00:00:00"},{"$f":"IF(D14>E14,D14,0)","v":"00:00:00"},{"$f":"IF(E78=0,0,F81)","v":"00:00:00"},{"$f":"IF(D15>E15,D15,0)","v":"00:00:00"},{"$f":"IF(G78=0,0,H81)","v":"00:00:00"},null,null,null,-16,0,0,{"$error":"#N/A"},{"$error":"#N/A"},0,0,0,0]
[null,null,null,null,null,null,null,null,null,null,null,-15,0,0,{"$error":"#N/A"},{"$error":"#N/A"},0,0,0,0]
[null,null,null,null,null,null,null,null,null,null,null,-14,0,0,{"$error":"#N/A"},{"$error":"#N/A"},0,0,0,0]
[null,"Plausibilitätstest",{"$f":"IF((SUM(D73:D80)-SUM(C73:C80))<1,\"i.O\",\"Zuviele Stunden!\")","v":"i.O"},"23:59:00",{"$f":"IF((SUM(F73:F80)-SUM(E74:E80))<1,\"i.O\",\"Zuviele Stunden!\")","v":"i.O"},{"$f":"D81","v":"23:59:00"},{"$f":"IF((SUM(H73:H80)-SUM(G74:G80))<1,\"i.O\",\"Zuviele Stunden!\")","v":"i.O"},{"$f":"F81","v":"23:59:00"},null,null,null,-13,0,0,{"$error":"#N/A"},{"$error":"#N/A"},0,0,0,0]
["optimiert",null,"Mo - Fr.",null,"Sa",null,"So",null,null,null,null,-12,0,0,{"$error":"#N/A"},{"$error":"#N/A"},0,0,0,0]
[null,null,"von","bis","von","bis","von","bis",null,null,null,-11,0,0,{"$error":"#N/A"},{"$error":"#N/A"},0,0,0,0]
[null,"Normal","00:00:00",{"$f":"IF(J13=\"\",D92,IF(J13<K13,J13,0))","v":"23:59:00"},"00:00:00",{"$f":"IF(J14=\"\",F81,IF(J14<K14,J14,0))","v":"23:59:00"},"00:00:00",{"$f":"IF(J15=\"\",H81,IF(J15<K15,J15,0))","v":"23:59:00"},null,null,null,-10,0,0,{"$error":"#N/A"},{"$error":"#N/A"},0,0,0,0]
[null,null,{"$f":"IF(J13<K13,K13,K13)","v":"00:00:00"},{"$f":"IF(D84=D92,0,IF(J13>K13,J13,\"23:59\"))","v":"00:00:00"},{"$f":"IF(J14<K14,K14,K14)","v":"00:00:00"},{"$f":"IF(F84=F92,0,IF(J14>K14,J14,\"23:59\"))","v":"00:00:00"},{"$f":"K15","v":"00:00:00"},{"$f":"IF(H84=H92,0,IF(J15>K15,J15,\"23:59\"))","v":"00:00:00"},null,null,null,-9,0,0,{"$error":"#N/A"},{"$error":"#N/A"},0,0,0,0]
[null,null,null,null,null,null,null,null,null,null,null,-8,0,0,{"$error":"#N/A"},{"$error":"#N/A"},0,0,0,0]
[null,null,null,null,null,null,null,null,null,null,null,-7,0,0,{"$error":"#N/A"},{"$error":"#N/A"},0,0,0,0]
[null,"Erhöht",{"$f":"IF(J13<K13,J13,0)","v":"00:00:00"},{"$f":"K13","v":"00:00:00"},{"$f":"IF(J13<K13,J13,0)","v":"00:00:00"},{"$f":"K14","v":"00:00:00"},{"$f":"IF(J15<K15,J15,0)","v":"00:00:00"},{"$f":"K15","v":"00:00:00"},null,null,null,-6,0,0,{"$error":"#N/A"},{"$error":"#N/A"},0,0,0,0]
[null,null,{"$f":"IF(J13>K13,J13,0)","v":"00:00:00"},{"$f":"IF(C89=0,0,D92)","v":"00:00:00"},{"$f":"IF(J14>K14,J14,0)","v":"00:00:00"},{"$f":"IF(E89=0,0,F92)","v":"00:00:00"},{"$f":"IF(J15>K15,J15,0)","v":"00:00:00"},{"$f":"IF(G89=0,0,H92)","v":"00:00:00"},null,null,null,-5,0,0,{"$error":"#N/A"},{"$error":"#N/A"},0,0,0,0]
[null,null,null,null,null,null,null,null,null,null,null,-4,0,0,{"$error":"#N/A"},{"$error":"#N/A"},0,0,0,0]
[null,null,null,null,null,null,null,null,null,null,null,-3,0,0,{"$error":"#N/A"},{"$error":"#N/A"},0,0,0,0]
[null,"Plausibilitätstest",{"$f":"IF((SUM(D84:D91)-SUM(C85:C91))<1,\"i.O\",\"Zuviele Stunden!\")","v":"i.O"},{"$f":"D81","v":"23:59:00"},{"$f":"IF((SUM(F84:F91)-SUM(E85:E91))<1,\"i.O\",\"Zuviele Stunden!\")","v":"i.O"},{"$f":"F81","v":"23:59:00"},{"$f":"IF((SUM(H84:H91)-SUM(G85:G91))<1,\"i.O\",\"Zuviele Stunden!\")","v":"i.O"},{"$f":"H81","v":"23:59:00"},null,null,null,-2,0,0,{"$error":"#N/A"},{"$error":"#N/A"},0,0,0,0]
["Kältekurve:","Normal",null,null,"Erhöht",null,null,null,null,null,null,-1,0,0,{"$error":"#N/A"},{"$error":"#N/A"},0,0,0,0]
["alt","tA ","tVL ",null,"tA ","tVL ",null,null,null,null,null,0,0,0,{"$error":"#N/A"},{"$error":"#N/A"},0,0,0,0]
[null,"[°C]","[°C]",null,"[°C]","[°C]",null,null,null,null,null,1,{"$error":"#N/A"},{"$error":"#N/A"},{"$error":"#N/A"},{"$error":"#N/A"},0,0,0,0]
[null,{"$f":"IF($G$48=$G$49,C23,C24-2)","v":-2},{"$f":"IF(G48=G49,D23,D24)","v":0},null,{"$f":"IF($G$48=$G$49,C23,C24-2)","v":-2},{"$f":"IF(G48=G49,E23,E24)","v":0},null,null,null,null,null,2,{"$error":"#N/A"},{"$error":"#N/A"},{"$error":"#N/A"},{"$error":"#N/A"},0,0,0,0]
[null,{"$f":"C24","v":0},{"$f":"D24","v":0},null,{"$f":"C24","v":0},{"$f":"E24","v":0},null,null,null,null,null,3,{"$error":"#N/A"},{"$error":"#N/A"},{"$error":"#N/A"},{"$error":"#N/A"},0,0,0,0]
[null,{"$f":"C25","v":0},{"$f":"D25","v":0},null,{"$f":"C25","v":0},{"$f":"E25","v":0},null,null,null,null,null,4,{"$error":"#N/A"},{"$error":"#N/A"},{"$error":"#N/A"},{"$error":"#N/A"},0,0,0,0]
[null,{"$f":"IF($G$48=$G$49,C26,C25+2)","v":2},{"$f":"IF($G$48=$G$49,D26,D25)","v":0},null,{"$f":"IF($G$48=$G$49,C26,C25+2)","v":2},{"$f":"IF($G$48=$G$49,E26,E25)","v":0},null,null,null,null,null,5,{"$error":"#N/A"},{"$error":"#N/A"},{"$error":"#N/A"},{"$error":"#N/A"},0,0,0,0]
["optimiert","Normal",null,null,"Erhöht",null,null,null,null,null,null,6,{"$error":"#N/A"},{"$error":"#N/A"},{"$error":"#N/A"},{"$error":"#N/A"},0,0,0,0]
[null,"tA ","tVL ",null,"tA ","tVL ",null,null,null,null,null,7,{"$error":"#N/A"},{"$error":"#N/A"},{"$error":"#N/A"},{"$error":"#N/A"},0,0,0,0]
[null,"[°C]","[°C]",null,"[°C]","[°C]",null,null,null,null,null,8,{"$error":"#N/A"},{"$error":"#N/A"},{"$error":"#N/A"},{"$error":"#N/A"},0,0,0,0]
[null,{"$f":"IF($G$48=$G$49,I23,I24-2)","v":-2},{"$f":"IF($G$48=$G$49,J23,J24)","v":0},null,{"$f":"IF($G$48=$G$49,I23,I24-2)","v":-2},{"$f":"IF($G$48=$G$49,K23,K24)","v":0},null,null,null,null,null,9,{"$error":"#N/A"},{"$error":"#N/A"},{"$error":"#N/A"},{"$error":"#N/A"},0,0,0,0]
[null,{"$f":"I24","v":0},{"$f":"J24","v":0},null,{"$f":"I24","v":0},{"$f":"K24","v":0},null,null,null,null,null,10,{"$error":"#N/A"},{"$error":"#N/A"},{"$error":"#N/A"},{"$error":"#N/A"},0,0,0,0]
[null,{"$f":"I25","v":0},{"$f":"J25","v":0},null,{"$f":"I25","v":0},{"$f":"K25","v":0},null,null,null,null,null,11,{"$error":"#N/A"},{"$error":"#N/A"},{"$error":"#N/A"},{"$error":"#N/A"},0,0,0,0]
[null,{"$f":"IF($G$48=$G$49,I26,I25+2)","v":2},{"$f":"IF($G$48=$G$49,J26,J25)","v":0},null,{"$f":"IF($G$48=$G$49,I26,I25+2)","v":2},{"$f":"IF($G$48=$G$49,K26,K25)","v":0},null,null,null,null,null,12,{"$error":"#N/A"},{"$error":"#N/A"},{"$error":"#N/A"},{"$error":"#N/A"},0,0,0,0]
[null,null,null,null,null,null,null,null,null,null,null,13,{"$error":"#N/A"},{"$error":"#N/A"},{"$error":"#N/A"},{"$error":"#N/A"},0,0,0,0]
[null,null,null,null,null,null,null,null,null,null,null,14,{"$error":"#N/A"},{"$error":"#N/A"},{"$error":"#N/A"},{"$error":"#N/A"},0,0,0,0]
[null,null,null,null,null,null,null,null,null,null,null,15,{"$error":"#N/A"},{"$error":"#N/A"},{"$error":"#N/A"},{"$error":"#N/A"},0,0,0,0]
[null,null,null,null,null,null,null,null,null,null,null,16,{"$error":"#N/A"},{"$error":"#N/A"},{"$error":"#N/A"},{"$error":"#N/A"},0,0,0,0]
[null,null,null,null,null,null,null,null,null,null,null,17,{"$error":"#N/A"},{"$error":"#N/A"},{"$error":"#N/A"},{"$error":"#N/A"},0,0,0,0]
[null,null,null,null,null,null,null,null,null,null,null,18,{"$error":"#N/A"},{"$error":"#N/A"},{"$error":"#N/A"},{"$error":"#N/A"},0,0,0,0]
[null,null,null,null,null,null,null,null,null,null,null,19,{"$error":"#N/A"},{"$error":"#N/A"},{"$error":"#N/A"},{"$error":"#N/A"},0,0,0,0]
[null,null,null,null,null,null,null,null,null,null,null,20,{"$error":"#N/A"},{"$error":"#N/A"},{"$error":"#N/A"},{"$error":"#N/A"},0,0,0,0]
[null,null,null,null,null,null,null,null,null,null,null,21,{"$error":"#N/A"},{"$error":"#N/A"},{"$error":"#N/A"},{"$error":"#N/A"},0,0,0,0]
[null,null,null,null,null,null,null,null,null,null,null,22,{"$error":"#N/A"},{"$error":"#N/A"},{"$error":"#N/A"},{"$error":"#N/A"},0,0,0,0]
[null,null,null,null,null,null,null,null,null,null,null,23,{"$error":"#N/A"},{"$error":"#N/A"},{"$error":"#N/A"},{"$error":"#N/A"},0,0,0,0]
[null,null,null,null,null,null,null,null,null,null,null,24,{"$error":"#N/A"},{"$error":"#N/A"},{"$error":"#N/A"},{"$error":"#N/A"},0,0,0,0]
[null,null,null,null,null,null,null,null,null,null,null,25,{"$error":"#N/A"},{"$error":"#N/A"},{"$error":"#N/A"},{"$error":"#N/A"},0,0,0,0]
[null,null,null,null,null,null,null,null,null,null,null,26,{"$error":"#N/A"},{"$error":"#N/A"},{"$error":"#N/A"},{"$error":"#N/A"},0,0,0,0]
[null,null,null,null,null,null,null,null,null,null,null,27,{"$error":"#N/A"},{"$error":"#N/A"},{"$error":"#N/A"},{"$error":"#N/A"},0,0,0,0]
[null,null,null,null,null,null,null,null,null,null,null,28,{"$error":"#N/A"},{"$error":"#N/A"},{"$error":"#N/A"},{"$error":"#N/A"},0,0,0,0]
[null,null,null,null,null,null,null,null,null,null,null,29,{"$error":"#N/A"},{"$error":"#N/A"},{"$error":"#N/A"},{"$error":"#N/A"},0,0,0,0]
[null,null,null,null,null,null,null,null,null,null,null,30,{"$error":"#N/A"},{"$error":"#N/A"},{"$error":"#N/A"},{"$error":"#N/A"},0,0,0,0]
[null,null,null,null,null,null,null,null,null,null,null,31,{"$error":"#N/A"},{"$error":"#N/A"},{"$error":"#N/A"},{"$error":"#N/A"},0,0,0,0]
[null,null,null,null,null,null,null,null,null,null,null,32,{"$error":"#N/A"},{"$error":"#N/A"},{"$error":"#N/A"},{"$error":"#N/A"},0,0,0,0]
[null,null,null,null,null,null,null,null,null,null,null,33,{"$error":"#N/A"},{"$error":"#N/A"},{"$error":"#N/A"},{"$error":"#N/A"},0,0,0,0]
[null,null,null,null,null,null,null,null,null,null,null,34,{"$error":"#N/A"},{"$error":"#N/A"},{"$error":"#N/A"},{"$error":"#N/A"},0,0,0,0]
[null,null,null,null,null,null,null,null,null,null,null,35,{"$error":"#N/A"},{"$error":"#N/A"},{"$error":"#N/A"},{"$error":"#N/A"},0,0,0,0]

{"sheet":"K02","index":32,"n_rows":129,"n_cols":22,"rows_kept":129,"cut":false,"hidden":true,"merged":[[19,2,19,3],[18,8,18,9],[18,2,18,3],[0,8,0,9],[0,19,0,20],[3,11,7,21],[4,9,4,10],[19,8,19,9]]}
[{"$f":"Begriffe!B668&\" \"&Kühlung!B17&\" \"&Begriffe!B669 &\" (\"&Kühlung!R17&\")\"","v":"Kältegruppe  Detail ()"},null,null,null,"Status",{"$f":"IF(OR(E4=\"\",E7=\"\",K4=\"\",J5=\"\",K6=\"\",K7=\"\",E17=\"\",E18=\"\",K17=\"\",K18=\"\",C23=\"\",C24=\"\",C25=\"\",C26=\"\",D23=\"\",D24=\"\",D25=\"\",D26=\"\",E23=\"\",E24=\"\",E25=\"\",E26=\"\",I23=\"\",I24=\"\",I25=\"\",I26=\"\",J23=\"\",J24=\"\",J25=\"\",J26=\"\",K23=\"\",K24=\"\",K25=\"\",K26=\"\"),1,0)","v":1},null,"Verantwortlicher",null,null,{"$f":"Einführung!K1","v":"V 1.0.0"},{"$f":"A1","v":"Kältegruppe  Detail ()"},null,null,null,null,null,null,{"$f":"H1","v":"Verantwortlicher"},{"$f":"I1","v":0},null,{"$f":"Einführung!K1","v":"V 1.0.0"}]
[]
[{"$f":"Begriffe!B672","v":"Technische Daten"},null,null,null,null,null,null,null,null,null,null,{"$f":"Begriffe!B700","v":"Hinweise"}]
[{"$f":"Begriffe!B673","v":"Kälteleistung Kältegruppe"},null,null,{"$f":"IFERROR(ABS(IF((E5-E6)*E7*1.163=0,\"\",(E5-E6)*E7*1.163)),\"\")","v":""},null,null,{"$f":"Begriffe!B678","v":"max. Leistungsaufnahme Pumpe"}]
[{"$f":"Begriffe!B674","v":"Vorlauftemperatur bei Auslegung"},null,null,null,null,null,{"$f":"Begriffe!B679","v":"Art der Raumregulierung"}]
[{"$f":"Begriffe!B675","v":"Rücklauftemperatur bei Auslegung"},null,null,null,null,null,{"$f":"Begriffe!B683","v":"Art des Kältebedarfs "}]
[{"$f":"Begriffe!B676","v":"Volumenstrom"},null,null,{"$f":"IFERROR(ABS(IF(0=E4/((E5-E6)*1.163),\"\",E4/((E5-E6)*1.163))),\"\")","v":""},null,null,{"$f":"Begriffe!B684","v":"Kälteerzeuger"}]
[{"$f":"Begriffe!B677","v":"Rohrdimension (Schätzung Kälteleistung)"},null,null,{"$f":"IFERROR(IF(E8=\"\",\"\",0.0024*E8^2.4632),\"\")","v":""}]
[]
[{"$f":"Begriffe!B685","v":"Bestehend"},null,null,null,null,null,{"$f":"Begriffe!B686","v":"Optimiert"},null,null,null,null,{"$f":"Begriffe!B701","v":"Energieverbrauch und Energiekosten"}]
[]
[{"$f":"Begriffe!B687","v":"Betriebszeiten Vorlauftemp. Anhebung"},null,null,{"$f":"Begriffe!B691","v":"von"},{"$f":"Begriffe!B692","v":"bis"},null,{"$f":"A12","v":"Betriebszeiten Vorlauftemp. Anhebung"},null,null,{"$f":"D12","v":"von"},{"$f":"E12","v":"bis"},null,{"$f":"Begriffe!B702","v":"Kosten Nutzenergie"},null,null,null,null,{"$f":"Begriffe!B703","v":"Kosten Hilfsenergie [Elektrizität] "}]
[null,null,{"$f":"Begriffe!B688","v":"Mo.-Fr. "},null,null,null,null,null,{"$f":"C13","v":"Mo.-Fr. "}]
[null,null,{"$f":"Begriffe!B689","v":"Samstag"},null,null,null,null,null,{"$f":"C14","v":"Samstag"}]
[null,null,{"$f":"Begriffe!B690","v":"Sonntag"},null,null,null,null,null,{"$f":"C15","v":"Sonntag"}]
[]
[{"$f":"Begriffe!B693","v":"Parameter"},null,{"$f":"Begriffe!B694","v":"Freigabetemperatur (Aussentemp.)"},null,null,null,{"$f":"A17","v":"Parameter"},null,{"$f":"C17","v":"Freigabetemperatur (Aussentemp.)"}]
[null,null,{"$f":"Begriffe!B695","v":"Raumtemperatur"},null,null,null,null,null,{"$f":"C18","v":"Raumtemperatur"},null,null,null,null,null,{"$f":"L51","v":"Nutzenergie"},{"$f":"O51","v":0},{"$f":"Q51","v":0}]
[null,null,null,null,null,null,null,null,null,null,null,null,null,null,{"$f":"L52","v":"Elektrizität Pumpen"},{"$f":"O52","v":0},{"$f":"Q52","v":0}]
[]
[]
[{"$f":"Begriffe!B696","v":"Kältekurve"},null,{"$f":"Begriffe!B697","v":"Aussentemp."},{"$f":"Begriffe!B698","v":"Vorlauftemp."},{"$f":"Begriffe!B699","v":"Vorlauftemp. Anh."},null,{"$f":"A22","v":"Kältekurve"},null,{"$f":"C22","v":"Aussentemp."},{"$f":"D22","v":"Vorlauftemp."},{"$f":"E22","v":"Vorlauftemp. Anh."}]
[]
[]
[]
[]
[]
[]
[null,null,null,null,null,null,null,null,null,null,null,null,null,null,null,{"$f":"Begriffe!B706","v":"Bestehend"},{"$f":"Begriffe!B707","v":"Optimiert"},{"$f":"Begriffe!B708","v":"Einsparung"}]
[null,null,null,null,null,null,null,null,null,null,null,null,null,{"$f":"Begriffe!B704","v":"Nutzenergie"},null,{"$f":"N51","v":0},{"$f":"P51","v":0},{"$f":"P30-Q30","v":0},{"$f":"ROUND(O51,-1)-ROUND(Q51,-1)","v":0},{"$f":"IFERROR(R30/P30,0)","v":0}]
[null,null,null,null,null,null,null,null,null,null,null,null,null,{"$f":"Begriffe!B705","v":"Hilfsenergie"},null,{"$f":"N52","v":0},{"$f":"P52","v":0},{"$f":"P31-Q31","v":0},{"$f":"ROUND(O52,-1)-ROUND(Q52,-1)","v":0},{"$f":"IFERROR(R31/P31,0)","v":0}]
[]
[]
[null,null,null,null,null,null,null,null,null,null,null,{"$f":"Begriffe!B709","v":"Energieverbrauch "}]
[null,null,null,null,null,null,null,null,null,null,null,null,{"$f":"Begriffe!B710","v":"Berechnet"},null,null,{"$f":"P30","v":0}]
[null,null,null,null,null,null,null,null,null,null,null,null,{"$f":"Begriffe!B711","v":"Real"}]
[null,null,null,null,null,null,null,null,null,null,null,{"$f":"Begriffe!B714","v":"Korrekturfaktor"},{"$f":"Begriffe!B713","v":"Abweichung"},null,null,{"$f":"IFERROR(P36/P35,\" \")","v":" "}]
[null,null,null,null,null,null,null,null,null,null,null,null,{"$f":"L37","v":"Korrekturfaktor"},null,null,1]
[]
[null,{"$f":"E17","v":0},{"$f":"E18","v":0},100,null,null,null,{"$f":"K17","v":0},{"$f":"K18","v":0},100]
[null,{"$f":"E17","v":0},{"$f":"C40","v":0},-100,null,null,null,{"$f":"H40","v":0},{"$f":"I40","v":0},-100]
[]
[]
[]
[]
[]
["Eingabe",null,null,null,null,null,null,null,null,null,null,"Ergebnisse"]
["Grundlage Berechnung",null,null,"alt","optimiert",{"$f":"MID(CELL(\"dateiname\",A1),FIND(\"]\",CELL(\"dateiname\",A1))+1,255)","v":"K02"},{"$f":"VLOOKUP(F48,Kühlung!A16:C25,3,FALSE)","v":"nein"},null,"Min",{"$f":"MIN(D23:E26,J23:K26)","v":0},null,"Energieverbrauch ",null,"Bestehend",null,"Optimiert"]
["Kennwerte:","Gekühlte Fläche","[m2]",null,null,null,{"$f":"G53","v":"ja"},null,"Max",{"$f":"MAX(D23:E26,J23:K26)","v":0},null,null,null,"Nutzenergie","Kosten","Nutzenergie","Kosten"]
[null,"Kühlleistung \nbei Aussentemperatur=32°C","[kW]",{"$f":"E4","v":0},{"$f":"D50*(1+(D61-MIN(E61,35))*0.035)","v":{"$error":"#N/A"}},null,null,null,null,null,null,null,null,"[kWh]","[CHF/a]","[kWh]","[CHF/a]"]
[null,"Länge Leitungsnetz gedämmt","[m]",{"$f":"D50*2.2*0.9","v":0},{"$f":"D51","v":0},null,null,null,{"$f":"Grundlagendaten!A98","v":"Klimakälte"},{"$f":"I51","v":"Klimakälte"},null,"Nutzenergie",null,0,0,0,0]
[null,"Länge Leitungsnetz ungedämmt","[m]",{"$f":"D50*2.2*0.1","v":0},{"$f":"D52","v":0},null,{"$f":"Begriffe!B76","v":"nein"},null,{"$f":"Grundlagendaten!A99","v":"Kühlraum"},{"$f":"I52","v":"Kühlraum"},null,"Elektrizität Pumpen",null,0,0,0,0]
[null,"Durchmesser Leitungsnetz","[mm]",{"$f":"IF(E8=\"\",0.1247*D52+ 37.983,VLOOKUP(E8,Grundlagendaten!A39:D53,3,FALSE))","v":37.982999999999997},{"$f":"D53","v":37.982999999999997},null,{"$f":"Begriffe!B77","v":"ja"},null,{"$f":"Grundlagendaten!A100","v":"Tiefkühlraum"},{"$f":"I52","v":"Kühlraum"},null,"Daten für KE"]
[null,"Volumenstrom Gruppe \nbei Aussentemperatur=32°C","[m3/h]",{"$f":"IF(G48=G49,E7,D50/((6)*1.163))","v":0},{"$f":"D54","v":0},null,null,null,{"$f":"Grundlagendaten!A101","v":"Prozesskälte"},{"$f":"I54","v":"Prozesskälte"},null,"BZ","Bestehend","Optimiert"]
[null,"Leistung der Pumpe","[kW]",{"$f":"IF(G48=G49,K4/1000,D50*0.001)","v":0},{"$f":"D55","v":0},null,null,null,null,null,null,"N: Mo-Fr. von","00:00:00","00:00:00"]
[null,"Art der Regulierung",null,"konstanter Volumenstrom",null,null,null,null,null,null,null,"N: Mo-Fr. bis","23:59:00","23:59:00"]
["Regulierung:","Regulierung der Pumpe",null,"Druckdifferenz","Druckdifferenz",null,null,null,null,null,null,"N: Sa von","00:00:00","00:00:00"]
[null,"Regulierung der Raumtemperatur",null,{"$f":"IF(G48=G49,J5,'Berechnung KG'!K15)","v":"Einzelraumregulierung"},{"$f":"D58","v":"Einzelraumregulierung"},null,null,null,null,null,null,"N: Sa bis","23:59:00","23:59:00"]
["Parameter:","Art des Kältebedarfs ",null,{"$f":"VLOOKUP(K6,I51:J54,2,FALSE)","v":{"$error":"#N/A"}},{"$f":"D59","v":{"$error":"#N/A"}},null,null,null,null,null,null,"N: So von","00:00:00","00:00:00"]
[null,"Freigabetemperatur","[°C]",{"$f":"E17","v":0},{"$f":"K17","v":0},null,null,null,null,null,null,"N: So bis","23:59:00","23:59:00"]
[null,"Raumtemperatur","[°C]",{"$f":"IF(G48=G49,E18,VLOOKUP(D59,Grundlagendaten!A98:B101,2,FALSE))","v":{"$error":"#N/A"}},{"$f":"IF(G48=G49,K18,VLOOKUP(E59,Grundlagendaten!A98:B101,2,FALSE))","v":{"$error":"#N/A"}},null,null,null,null,null,null,"E: Mo-Fr. von","00:00:00","00:00:00"]
[null,"Abhängigkeit Betriebsart \"Erhöht\" ",null,"Betriebszeiten",{"$f":"D62","v":"Betriebszeiten"},null,null,null,null,null,null,"E: Mo-Fr. bis","00:00:00","00:00:00"]
["Faktoren für Berechnung","Zeitfaktor Regulierung Druckdifferenz",null,0.8,null,null,null,null,null,null,null,"E: Sa von","00:00:00","00:00:00"]
[null,"Reduktion Raumtemp. bei Einzelraumreg.","K",1,null,null,null,null,null,null,null,"E: Sa bis","00:00:00","00:00:00"]
[null,"Reduktion Max. Leistung bei Prozesskälte",null,1,null,null,null,null,null,null,null,"E: So von","00:00:00","00:00:00"]
[null,"Delta ZUL von internen Lasten","K",4,null,null,null,null,null,null,null,"E: So bis","00:00:00","00:00:00"]
[null,"Reduktionsfaktor Pumpe mit FU",null,0.5,null,null,null,null,null,null,null,null,"Leistung kW",null,"Energieverbrauch kWh",null,"Vorlauftemp. Normal",null,"Vorlauftemp. Erhöht"]
[null,"Korrekturfaktor",null,{"$f":"P38*VLOOKUP(K7,KE!S41:W44,5,FALSE)","v":{"$error":"#N/A"}},null,null,null,null,null,null,null,null,"Bestehend","Optimiert","Bestehend","Optimiert","Bestehend","Optimiert","Bestehend","Optimiert"]
[null,"Anzahl Tage bei Regulierung \"Hand\"","Tage/Jahr",365,null,null,null,null,null,null,null,-25,0,0,{"$error":"#N/A"},{"$error":"#N/A"},0,0,0,0]
[null,"Entfeuchtung ab","g/kg",12,null,null,null,null,null,null,null,-24,0,0,{"$error":"#N/A"},{"$error":"#N/A"},0,0,0,0]
["Betriebszeiten:",null,"Mo - Fr.",null,"Sa",null,"So",null,null,null,null,-23,0,0,{"$error":"#N/A"},{"$error":"#N/A"},0,0,0,0]
["alt",null,"von","bis","von","bis","von","bis",null,null,null,-22,0,0,{"$error":"#N/A"},{"$error":"#N/A"},0,0,0,0]
[null,"Normal","00:00:00",{"$f":"IF(D13=\"\",D81,IF(D13<E13,D13,0))","v":"23:59:00"},"00:00:00",{"$f":"IF(D14=\"\",F81,IF(D14<E14,D14,0))","v":"23:59:00"},"00:00:00",{"$f":"IF(D15=\"\",H81,IF(D15<E15,D15,0))","v":"23:59:00"},null,null,null,-21,0,0,{"$error":"#N/A"},{"$error":"#N/A"},0,0,0,0]
[null,null,{"$f":"E13","v":"00:00:00"},{"$f":"IF(D73=D81,0,IF(D13>E13,D13,\"23:59\"))","v":"00:00:00"},{"$f":"E14","v":"00:00:00"},{"$f":"IF(F73=F81,0,IF(D14>E14,D14,\"23:59\"))","v":"00:00:00"},{"$f":"E15","v":"00:00:00"},{"$f":"IF(H73=H81,0,IF(D15>E15,D15,\"23:59\"))","v":"00:00:00"},null,null,null,-20,0,0,{"$error":"#N/A"},{"$error":"#N/A"},0,0,0,0]
[null,null,null,null,null,null,null,null,null,null,null,-19,0,0,{"$error":"#N/A"},{"$error":"#N/A"},0,0,0,0]
[null,null,null,null,null,null,null,null,null,null,null,-18,0,0,{"$error":"#N/A"},{"$error":"#N/A"},0,0,0,0]
[null,"Erhöht",{"$f":"IF(D13<E13,D13,0)","v":"00:00:00"},{"$f":"E13","v":"00:00:00"},{"$f":"IF(D13<E13,D13,0)","v":"00:00:00"},{"$f":"E14","v":"00:00:00"},{"$f":"IF(D15<E15,D15,0)","v":"00:00:00"},{"$f":"E15","v":"00:00:00"},null,null,null,-17,0,0,{"$error":"#N/A"},{"$error":"#N/A"},0,0,0,0]
[null,null,{"$f":"IF(D13>E13,D13,0)","v":"00:00:00"},{"$f":"IF(C78=0,0,D81)","v":"00:00:00"},{"$f":"IF(D14>E14,D14,0)","v":"00:00:00"},{"$f":"IF(E78=0,0,F81)","v":"00:00:00"},{"$f":"IF(D15>E15,D15,0)","v":"00:00:00"},{"$f":"IF(G78=0,0,H81)","v":"00:00:00"},null,null,null,-16,0,0,{"$error":"#N/A"},{"$error":"#N/A"},0,0,0,0]
[null,null,null,null,null,null,null,null,null,null,null,-15,0,0,{"$error":"#N/A"},{"$error":"#N/A"},0,0,0,0]
[null,null,null,null,null,null,null,null,null,null,null,-14,0,0,{"$error":"#N/A"},{"$error":"#N/A"},0,0,0,0]
[null,"Plausibilitätstest",{"$f":"IF((SUM(D73:D80)-SUM(C73:C80))<1,\"i.O\",\"Zuviele Stunden!\")","v":"i.O"},"23:59:00",{"$f":"IF((SUM(F73:F80)-SUM(E74:E80))<1,\"i.O\",\"Zuviele Stunden!\")","v":"i.O"},{"$f":"D81","v":"23:59:00"},{"$f":"IF((SUM(H73:H80)-SUM(G74:G80))<1,\"i.O\",\"Zuviele Stunden!\")","v":"i.O"},{"$f":"F81","v":"23:59:00"},null,null,null,-13,0,0,{"$error":"#N/A"},{"$error":"#N/A"},0,0,0,0]
["optimiert",null,"Mo - Fr.",null,"Sa",null,"So",null,null,null,null,-12,0,0,{"$error":"#N/A"},{"$error":"#N/A"},0,0,0,0]
[null,null,"von","bis","von","bis","von","bis",null,null,null,-11,0,0,{"$error":"#N/A"},{"$error":"#N/A"},0,0,0,0]
[null,"Normal","00:00:00",{"$f":"IF(J13=\"\",D92,IF(J13<K13,J13,0))","v":"23:59:00"},"00:00:00",{"$f":"IF(J14=\"\",F81,IF(J14<K14,J14,0))","v":"23:59:00"},"00:00:00",{"$f":"IF(J15=\"\",H81,IF(J15<K15,J15,0))","v":"23:59:00"},null,null,null,-10,0,0,{"$error":"#N/A"},{"$error":"#N/A"},0,0,0,0]
[null,null,{"$f":"IF(J13<K13,K13,K13)","v":"00:00:00"},{"$f":"IF(D84=D92,0,IF(J13>K13,J13,\"23:59\"))","v":"00:00:00"},{"$f":"IF(J14<K14,K14,K14)","v":"00:00:00"},{"$f":"IF(F84=F92,0,IF(J14>K14,J14,\"23:59\"))","v":"00:00:00"},{"$f":"K15","v":"00:00:00"},{"$f":"IF(H84=H92,0,IF(J15>K15,J15,\"23:59\"))","v":"00:00:00"},null,null,null,-9,0,0,{"$error":"#N/A"},{"$error":"#N/A"},0,0,0,0]
[null,null,null,null,null,null,null,null,null,null,null,-8,0,0,{"$error":"#N/A"},{"$error":"#N/A"},0,0,0,0]
[null,null,null,null,null,null,null,null,null,null,null,-7,0,0,{"$error":"#N/A"},{"$error":"#N/A"},0,0,0,0]
[null,"Erhöht",{"$f":"IF(J13<K13,J13,0)","v":"00:00:00"},{"$f":"K13","v":"00:00:00"},{"$f":"IF(J13<K13,J13,0)","v":"00:00:00"},{"$f":"K14","v":"00:00:00"},{"$f":"IF(J15<K15,J15,0)","v":"00:00:00"},{"$f":"K15","v":"00:00:00"},null,null,null,-6,0,0,{"$error":"#N/A"},{"$error":"#N/A"},0,0,0,0]
[null,null,{"$f":"IF(J13>K13,J13,0)","v":"00:00:00"},{"$f":"IF(C89=0,0,D92)","v":"00:00:00"},{"$f":"IF(J14>K14,J14,0)","v":"00:00:00"},{"$f":"IF(E89=0,0,F92)","v":"00:00:00"},{"$f":"IF(J15>K15,J15,0)","v":"00:00:00"},{"$f":"IF(G89=0,0,H92)","v":"00:00:00"},null,null,null,-5,0,0,{"$error":"#N/A"},{"$error":"#N/A"},0,0,0,0]
[null,null,null,null,null,null,null,null,null,null,null,-4,0,0,{"$error":"#N/A"},{"$error":"#N/A"},0,0,0,0]
[null,null,null,null,null,null,null,null,null,null,null,-3,0,0,{"$error":"#N/A"},{"$error":"#N/A"},0,0,0,0]
[null,"Plausibilitätstest",{"$f":"IF((SUM(D84:D91)-SUM(C85:C91))<1,\"i.O\",\"Zuviele Stunden!\")","v":"i.O"},{"$f":"D81","v":"23:59:00"},{"$f":"IF((SUM(F84:F91)-SUM(E85:E91))<1,\"i.O\",\"Zuviele Stunden!\")","v":"i.O"},{"$f":"F81","v":"23:59:00"},{"$f":"IF((SUM(H84:H91)-SUM(G85:G91))<1,\"i.O\",\"Zuviele Stunden!\")","v":"i.O"},{"$f":"H81","v":"23:59:00"},null,null,null,-2,0,0,{"$error":"#N/A"},{"$error":"#N/A"},0,0,0,0]
["Kältekurve:","Normal",null,null,"Erhöht",null,null,null,null,null,null,-1,0,0,{"$error":"#N/A"},{"$error":"#N/A"},0,0,0,0]
["alt","tA ","tVL ",null,"tA ","tVL ",null,null,null,null,null,0,0,0,{"$error":"#N/A"},{"$error":"#N/A"},0,0,0,0]
[null,"[°C]","[°C]",null,"[°C]","[°C]",null,null,null,null,null,1,{"$error":"#N/A"},{"$error":"#N/A"},{"$error":"#N/A"},{"$error":"#N/A"},0,0,0,0]
[null,{"$f":"IF($G$48=$G$49,C23,C24-2)","v":-2},{"$f":"IF(G48=G49,D23,D24)","v":0},null,{"$f":"IF($G$48=$G$49,C23,C24-2)","v":-2},{"$f":"IF(G48=G49,E23,E24)","v":0},null,null,null,null,null,2,{"$error":"#N/A"},{"$error":"#N/A"},{"$error":"#N/A"},{"$error":"#N/A"},0,0,0,0]
[null,{"$f":"C24","v":0},{"$f":"D24","v":0},null,{"$f":"C24","v":0},{"$f":"E24","v":0},null,null,null,null,null,3,{"$error":"#N/A"},{"$error":"#N/A"},{"$error":"#N/A"},{"$error":"#N/A"},0,0,0,0]
[null,{"$f":"C25","v":0},{"$f":"D25","v":0},null,{"$f":"C25","v":0},{"$f":"E25","v":0},null,null,null,null,null,4,{"$error":"#N/A"},{"$error":"#N/A"},{"$error":"#N/A"},{"$error":"#N/A"},0,0,0,0]
[null,{"$f":"IF($G$48=$G$49,C26,C25+2)","v":2},{"$f":"IF($G$48=$G$49,D26,D25)","v":0},null,{"$f":"IF($G$48=$G$49,C26,C25+2)","v":2},{"$f":"IF($G$48=$G$49,E26,E25)","v":0},null,null,null,null,null,5,{"$error":"#N/A"},{"$error":"#N/A"},{"$error":"#N/A"},{"$error":"#N/A"},0,0,0,0]
["optimiert","Normal",null,null,"Erhöht",null,null,null,null,null,null,6,{"$error":"#N/A"},{"$error":"#N/A"},{"$error":"#N/A"},{"$error":"#N/A"},0,0,0,0]
[null,"tA ","tVL ",null,"tA ","tVL ",null,null,null,null,null,7,{"$error":"#N/A"},{"$error":"#N/A"},{"$error":"#N/A"},{"$error":"#N/A"},0,0,0,0]
[null,"[°C]","[°C]",null,"[°C]","[°C]",null,null,null,null,null,8,{"$error":"#N/A"},{"$error":"#N/A"},{"$error":"#N/A"},{"$error":"#N/A"},0,0,0,0]
[null,{"$f":"IF($G$48=$G$49,I23,I24-2)","v":-2},{"$f":"IF($G$48=$G$49,J23,J24)","v":0},null,{"$f":"IF($G$48=$G$49,I23,I24-2)","v":-2},{"$f":"IF($G$48=$G$49,K23,K24)","v":0},null,null,null,null,null,9,{"$error":"#N/A"},{"$error":"#N/A"},{"$error":"#N/A"},{"$error":"#N/A"},0,0,0,0]
[null,{"$f":"I24","v":0},{"$f":"J24","v":0},null,{"$f":"I24","v":0},{"$f":"K24","v":0},null,null,null,null,null,10,{"$error":"#N/A"},{"$error":"#N/A"},{"$error":"#N/A"},{"$error":"#N/A"},0,0,0,0]
[null,{"$f":"I25","v":0},{"$f":"J25","v":0},null,{"$f":"I25","v":0},{"$f":"K25","v":0},null,null,null,null,null,11,{"$error":"#N/A"},{"$error":"#N/A"},{"$error":"#N/A"},{"$error":"#N/A"},0,0,0,0]
[null,{"$f":"IF($G$48=$G$49,I26,I25+2)","v":2},{"$f":"IF($G$48=$G$49,J26,J25)","v":0},null,{"$f":"IF($G$48=$G$49,I26,I25+2)","v":2},{"$f":"IF($G$48=$G$49,K26,K25)","v":0},null,null,null,null,null,12,{"$error":"#N/A"},{"$error":"#N/A"},{"$error":"#N/A"},{"$error":"#N/A"},0,0,0,0]
[null,null,null,null,null,null,null,null,null,null,null,13,{"$error":"#N/A"},{"$error":"#N/A"},{"$error":"#N/A"},{"$error":"#N/A"},0,0,0,0]
[null,null,null,null,null,null,null,null,null,null,null,14,{"$error":"#N/A"},{"$error":"#N/A"},{"$error":"#N/A"},{"$error":"#N/A"},0,0,0,0]
[null,null,null,null,null,null,null,null,null,null,null,15,{"$error":"#N/A"},{"$error":"#N/A"},{"$error":"#N/A"},{"$error":"#N/A"},0,0,0,0]
[null,null,null,null,null,null,null,null,null,null,null,16,{"$error":"#N/A"},{"$error":"#N/A"},{"$error":"#N/A"},{"$error":"#N/A"},0,0,0,0]
[null,null,null,null,null,null,null,null,null,null,null,17,{"$error":"#N/A"},{"$error":"#N/A"},{"$error":"#N/A"},{"$error":"#N/A"},0,0,0,0]
[null,null,null,null,null,null,null,null,null,null,null,18,{"$error":"#N/A"},{"$error":"#N/A"},{"$error":"#N/A"},{"$error":"#N/A"},0,0,0,0]
[null,null,null,null,null,null,null,null,null,null,null,19,{"$error":"#N/A"},{"$error":"#N/A"},{"$error":"#N/A"},{"$error":"#N/A"},0,0,0,0]
[null,null,null,null,null,null,null,null,null,null,null,20,{"$error":"#N/A"},{"$error":"#N/A"},{"$error":"#N/A"},{"$error":"#N/A"},0,0,0,0]
[null,null,null,null,null,null,null,null,null,null,null,21,{"$error":"#N/A"},{"$error":"#N/A"},{"$error":"#N/A"},{"$error":"#N/A"},0,0,0,0]
[null,null,null,null,null,null,null,null,null,null,null,22,{"$error":"#N/A"},{"$error":"#N/A"},{"$error":"#N/A"},{"$error":"#N/A"},0,0,0,0]
[null,null,null,null,null,null,null,null,null,null,null,23,{"$error":"#N/A"},{"$error":"#N/A"},{"$error":"#N/A"},{"$error":"#N/A"},0,0,0,0]
[null,null,null,null,null,null,null,null,null,null,null,24,{"$error":"#N/A"},{"$error":"#N/A"},{"$error":"#N/A"},{"$error":"#N/A"},0,0,0,0]
[null,null,null,null,null,null,null,null,null,null,null,25,{"$error":"#N/A"},{"$error":"#N/A"},{"$error":"#N/A"},{"$error":"#N/A"},0,0,0,0]
[null,null,null,null,null,null,null,null,null,null,null,26,{"$error":"#N/A"},{"$error":"#N/A"},{"$error":"#N/A"},{"$error":"#N/A"},0,0,0,0]
[null,null,null,null,null,null,null,null,null,null,null,27,{"$error":"#N/A"},{"$error":"#N/A"},{"$error":"#N/A"},{"$error":"#N/A"},0,0,0,0]
[null,null,null,null,null,null,null,null,null,null,null,28,{"$error":"#N/A"},{"$error":"#N/A"},{"$error":"#N/A"},{"$error":"#N/A"},0,0,0,0]
[null,null,null,null,null,null,null,null,null,null,null,29,{"$error":"#N/A"},{"$error":"#N/A"},{"$error":"#N/A"},{"$error":"#N/A"},0,0,0,0]
[null,null,null,null,null,null,null,null,null,null,null,30,{"$error":"#N/A"},{"$error":"#N/A"},{"$error":"#N/A"},{"$error":"#N/A"},0,0,0,0]
[null,null,null,null,null,null,null,null,null,null,null,31,{"$error":"#N/A"},{"$error":"#N/A"},{"$error":"#N/A"},{"$error":"#N/A"},0,0,0,0]
[null,null,null,null,null,null,null,null,null,null,null,32,{"$error":"#N/A"},{"$error":"#N/A"},{"$error":"#N/A"},{"$error":"#N/A"},0,0,0,0]
[null,null,null,null,null,null,null,null,null,null,null,33,{"$error":"#N/A"},{"$error":"#N/A"},{"$error":"#N/A"},{"$error":"#N/A"},0,0,0,0]
[null,null,null,null,null,null,null,null,null,null,null,34,{"$error":"#N/A"},{"$error":"#N/A"},{"$error":"#N/A"},{"$error":"#N/A"},0,0,0,0]
[null,null,null,null,null,null,null,null,null,null,null,35,{"$error":"#N/A"},{"$error":"#N/A"},{"$error":"#N/A"},{"$error":"#N/A"},0,0,0,0]

{"sheet":"K03","index":33,"n_rows":129,"n_cols":22,"rows_kept":129,"cut":false,"hidden":true,"merged":[[19,2,19,3],[18,8,18,9],[18,2,18,3],[0,8,0,9],[0,19,0,20],[3,11,7,21],[4,9,4,10],[19,8,19,9]]}
[{"$f":"Begriffe!B668&\" \"&Kühlung!B18&\" \"&Begriffe!B669 &\" (\"&Kühlung!R18&\")\"","v":"Kältegruppe  Detail ()"},null,null,null,"Status",{"$f":"IF(OR(E4=\"\",E7=\"\",K4=\"\",J5=\"\",K6=\"\",K7=\"\",E17=\"\",E18=\"\",K17=\"\",K18=\"\",C23=\"\",C24=\"\",C25=\"\",C26=\"\",D23=\"\",D24=\"\",D25=\"\",D26=\"\",E23=\"\",E24=\"\",E25=\"\",E26=\"\",I23=\"\",I24=\"\",I25=\"\",I26=\"\",J23=\"\",J24=\"\",J25=\"\",J26=\"\",K23=\"\",K24=\"\",K25=\"\",K26=\"\"),1,0)","v":1},null,"Verantwortlicher",null,null,{"$f":"Einführung!K1","v":"V 1.0.0"},{"$f":"A1","v":"Kältegruppe  Detail ()"},null,null,null,null,null,null,{"$f":"H1","v":"Verantwortlicher"},{"$f":"I1","v":0},null,{"$f":"Einführung!K1","v":"V 1.0.0"}]
[]
[{"$f":"Begriffe!B672","v":"Technische Daten"},null,null,null,null,null,null,null,null,null,null,{"$f":"Begriffe!B700","v":"Hinweise"}]
[{"$f":"Begriffe!B673","v":"Kälteleistung Kältegruppe"},null,null,{"$f":"IFERROR(ABS(IF((E5-E6)*E7*1.163=0,\"\",(E5-E6)*E7*1.163)),\"\")","v":""},null,null,{"$f":"Begriffe!B678","v":"max. Leistungsaufnahme Pumpe"}]
[{"$f":"Begriffe!B674","v":"Vorlauftemperatur bei Auslegung"},null,null,null,null,null,{"$f":"Begriffe!B679","v":"Art der Raumregulierung"}]
[{"$f":"Begriffe!B675","v":"Rücklauftemperatur bei Auslegung"},null,null,null,null,null,{"$f":"Begriffe!B683","v":"Art des Kältebedarfs "}]
[{"$f":"Begriffe!B676","v":"Volumenstrom"},null,null,{"$f":"IFERROR(ABS(IF(0=E4/((E5-E6)*1.163),\"\",E4/((E5-E6)*1.163))),\"\")","v":""},null,null,{"$f":"Begriffe!B684","v":"Kälteerzeuger"}]
[{"$f":"Begriffe!B677","v":"Rohrdimension (Schätzung Kälteleistung)"},null,null,{"$f":"IFERROR(IF(E8=\"\",\"\",0.0024*E8^2.4632),\"\")","v":""}]
[]
[{"$f":"Begriffe!B685","v":"Bestehend"},null,null,null,null,null,{"$f":"Begriffe!B686","v":"Optimiert"},null,null,null,null,{"$f":"Begriffe!B701","v":"Energieverbrauch und Energiekosten"}]
[]
[{"$f":"Begriffe!B687","v":"Betriebszeiten Vorlauftemp. Anhebung"},null,null,{"$f":"Begriffe!B691","v":"von"},{"$f":"Begriffe!B692","v":"bis"},null,{"$f":"A12","v":"Betriebszeiten Vorlauftemp. Anhebung"},null,null,{"$f":"D12","v":"von"},{"$f":"E12","v":"bis"},null,{"$f":"Begriffe!B702","v":"Kosten Nutzenergie"},null,null,null,null,{"$f":"Begriffe!B703","v":"Kosten Hilfsenergie [Elektrizität] "}]
[null,null,{"$f":"Begriffe!B688","v":"Mo.-Fr. "},null,null,null,null,null,{"$f":"C13","v":"Mo.-Fr. "}]
[null,null,{"$f":"Begriffe!B689","v":"Samstag"},null,null,null,null,null,{"$f":"C14","v":"Samstag"}]
[null,null,{"$f":"Begriffe!B690","v":"Sonntag"},null,null,null,null,null,{"$f":"C15","v":"Sonntag"}]
[]
[{"$f":"Begriffe!B693","v":"Parameter"},null,{"$f":"Begriffe!B694","v":"Freigabetemperatur (Aussentemp.)"},null,null,null,{"$f":"A17","v":"Parameter"},null,{"$f":"C17","v":"Freigabetemperatur (Aussentemp.)"}]
[null,null,{"$f":"Begriffe!B695","v":"Raumtemperatur"},null,null,null,null,null,{"$f":"C18","v":"Raumtemperatur"},null,null,null,null,null,{"$f":"L51","v":"Nutzenergie"},{"$f":"O51","v":0},{"$f":"Q51","v":0}]
[null,null,null,null,null,null,null,null,null,null,null,null,null,null,{"$f":"L52","v":"Elektrizität Pumpen"},{"$f":"O52","v":0},{"$f":"Q52","v":0}]
[]
[]
[{"$f":"Begriffe!B696","v":"Kältekurve"},null,{"$f":"Begriffe!B697","v":"Aussentemp."},{"$f":"Begriffe!B698","v":"Vorlauftemp."},{"$f":"Begriffe!B699","v":"Vorlauftemp. Anh."},null,{"$f":"A22","v":"Kältekurve"},null,{"$f":"C22","v":"Aussentemp."},{"$f":"D22","v":"Vorlauftemp."},{"$f":"E22","v":"Vorlauftemp. Anh."}]
[]
[]
[]
[]
[]
[]
[null,null,null,null,null,null,null,null,null,null,null,null,null,null,null,{"$f":"Begriffe!B706","v":"Bestehend"},{"$f":"Begriffe!B707","v":"Optimiert"},{"$f":"Begriffe!B708","v":"Einsparung"}]
[null,null,null,null,null,null,null,null,null,null,null,null,null,{"$f":"Begriffe!B704","v":"Nutzenergie"},null,{"$f":"N51","v":0},{"$f":"P51","v":0},{"$f":"P30-Q30","v":0},{"$f":"ROUND(O51,-1)-ROUND(Q51,-1)","v":0},{"$f":"IFERROR(R30/P30,0)","v":0}]
[null,null,null,null,null,null,null,null,null,null,null,null,null,{"$f":"Begriffe!B705","v":"Hilfsenergie"},null,{"$f":"N52","v":0},{"$f":"P52","v":0},{"$f":"P31-Q31","v":0},{"$f":"ROUND(O52,-1)-ROUND(Q52,-1)","v":0},{"$f":"IFERROR(R31/P31,0)","v":0}]
[]
[]
[null,null,null,null,null,null,null,null,null,null,null,{"$f":"Begriffe!B709","v":"Energieverbrauch "}]
[null,null,null,null,null,null,null,null,null,null,null,null,{"$f":"Begriffe!B710","v":"Berechnet"},null,null,{"$f":"P30","v":0}]
[null,null,null,null,null,null,null,null,null,null,null,null,{"$f":"Begriffe!B711","v":"Real"}]
[null,null,null,null,null,null,null,null,null,null,null,{"$f":"Begriffe!B714","v":"Korrekturfaktor"},{"$f":"Begriffe!B713","v":"Abweichung"},null,null,{"$f":"IFERROR(P36/P35,\" \")","v":" "}]
[null,null,null,null,null,null,null,null,null,null,null,null,{"$f":"L37","v":"Korrekturfaktor"},null,null,1]
[]
[null,{"$f":"E17","v":0},{"$f":"E18","v":0},100,null,null,null,{"$f":"K17","v":0},{"$f":"K18","v":0},100]
[null,{"$f":"E17","v":0},{"$f":"C40","v":0},-100,null,null,null,{"$f":"H40","v":0},{"$f":"I40","v":0},-100]
[]
[]
[]
[]
[]
["Eingabe",null,null,null,null,null,null,null,null,null,null,"Ergebnisse"]
["Grundlage Berechnung",null,null,"alt","optimiert",{"$f":"MID(CELL(\"dateiname\",A1),FIND(\"]\",CELL(\"dateiname\",A1))+1,255)","v":"K03"},{"$f":"VLOOKUP(F48,Kühlung!A16:C25,3,FALSE)","v":"nein"},null,"Min",{"$f":"MIN(D23:E26,J23:K26)","v":0},null,"Energieverbrauch ",null,"Bestehend",null,"Optimiert"]
["Kennwerte:","Gekühlte Fläche","[m2]",null,null,null,{"$f":"G53","v":"ja"},null,"Max",{"$f":"MAX(D23:E26,J23:K26)","v":0},null,null,null,"Nutzenergie","Kosten","Nutzenergie","Kosten"]
[null,"Kühlleistung \nbei Aussentemperatur=32°C","[kW]",{"$f":"E4","v":0},{"$f":"D50*(1+(D61-MIN(E61,35))*0.035)","v":{"$error":"#N/A"}},null,null,null,null,null,null,null,null,"[kWh]","[CHF/a]","[kWh]","[CHF/a]"]
[null,"Länge Leitungsnetz gedämmt","[m]",{"$f":"D50*2.2*0.9","v":0},{"$f":"D51","v":0},null,null,null,{"$f":"Grundlagendaten!A98","v":"Klimakälte"},{"$f":"I51","v":"Klimakälte"},null,"Nutzenergie",null,0,0,0,0]
[null,"Länge Leitungsnetz ungedämmt","[m]",{"$f":"D50*2.2*0.1","v":0},{"$f":"D52","v":0},null,{"$f":"Begriffe!B76","v":"nein"},null,{"$f":"Grundlagendaten!A99","v":"Kühlraum"},{"$f":"I52","v":"Kühlraum"},null,"Elektrizität Pumpen",null,0,0,0,0]
[null,"Durchmesser Leitungsnetz","[mm]",{"$f":"IF(E8=\"\",0.1247*D52+ 37.983,VLOOKUP(E8,Grundlagendaten!A39:D53,3,FALSE))","v":37.982999999999997},{"$f":"D53","v":37.982999999999997},null,{"$f":"Begriffe!B77","v":"ja"},null,{"$f":"Grundlagendaten!A100","v":"Tiefkühlraum"},{"$f":"I52","v":"Kühlraum"},null,"Daten für KE"]
[null,"Volumenstrom Gruppe \nbei Aussentemperatur=32°C","[m3/h]",{"$f":"IF(G48=G49,E7,D50/((6)*1.163))","v":0},{"$f":"D54","v":0},null,null,null,{"$f":"Grundlagendaten!A101","v":"Prozesskälte"},{"$f":"I54","v":"Prozesskälte"},null,"BZ","Bestehend","Optimiert"]
[null,"Leistung der Pumpe","[kW]",{"$f":"IF(G48=G49,K4/1000,D50*0.001)","v":0},{"$f":"D55","v":0},null,null,null,null,null,null,"N: Mo-Fr. von","00:00:00","00:00:00"]
[null,"Art der Regulierung",null,"konstanter Volumenstrom",null,null,null,null,null,null,null,"N: Mo-Fr. bis","23:59:00","23:59:00"]
["Regulierung:","Regulierung der Pumpe",null,"Druckdifferenz","Druckdifferenz",null,null,null,null,null,null,"N: Sa von","00:00:00","00:00:00"]
[null,"Regulierung der Raumtemperatur",null,{"$f":"IF(G48=G49,J5,'Berechnung KG'!K15)","v":"Einzelraumregulierung"},{"$f":"D58","v":"Einzelraumregulierung"},null,null,null,null,null,null,"N: Sa bis","23:59:00","23:59:00"]
["Parameter:","Art des Kältebedarfs ",null,{"$f":"VLOOKUP(K6,I51:J54,2,FALSE)","v":{"$error":"#N/A"}},{"$f":"D59","v":{"$error":"#N/A"}},null,null,null,null,null,null,"N: So von","00:00:00","00:00:00"]
[null,"Freigabetemperatur","[°C]",{"$f":"E17","v":0},{"$f":"K17","v":0},null,null,null,null,null,null,"N: So bis","23:59:00","23:59:00"]
[null,"Raumtemperatur","[°C]",{"$f":"IF(G48=G49,E18,VLOOKUP(D59,Grundlagendaten!A98:B101,2,FALSE))","v":{"$error":"#N/A"}},{"$f":"IF(G48=G49,K18,VLOOKUP(E59,Grundlagendaten!A98:B101,2,FALSE))","v":{"$error":"#N/A"}},null,null,null,null,null,null,"E: Mo-Fr. von","00:00:00","00:00:00"]
[null,"Abhängigkeit Betriebsart \"Erhöht\" ",null,"Betriebszeiten",{"$f":"D62","v":"Betriebszeiten"},null,null,null,null,null,null,"E: Mo-Fr. bis","00:00:00","00:00:00"]
["Faktoren für Berechnung","Zeitfaktor Regulierung Druckdifferenz",null,0.8,null,null,null,null,null,null,null,"E: Sa von","00:00:00","00:00:00"]
[null,"Reduktion Raumtemp. bei Einzelraumreg.","K",1,null,null,null,null,null,null,null,"E: Sa bis","00:00:00","00:00:00"]
[null,"Reduktion Max. Leistung bei Prozesskälte",null,1,null,null,null,null,null,null,null,"E: So von","00:00:00","00:00:00"]
[null,"Delta ZUL von internen Lasten","K",4,null,null,null,null,null,null,null,"E: So bis","00:00:00","00:00:00"]
[null,"Reduktionsfaktor Pumpe mit FU",null,0.5,null,null,null,null,null,null,null,null,"Leistung kW",null,"Energieverbrauch kWh",null,"Vorlauftemp. Normal",null,"Vorlauftemp. Erhöht"]
[null,"Korrekturfaktor",null,{"$f":"P38*VLOOKUP(K7,KE!S41:W44,5,FALSE)","v":{"$error":"#N/A"}},null,null,null,null,null,null,null,null,"Bestehend","Optimiert","Bestehend","Optimiert","Bestehend","Optimiert","Bestehend","Optimiert"]
[null,"Anzahl Tage bei Regulierung \"Hand\"","Tage/Jahr",365,null,null,null,null,null,null,null,-25,0,0,{"$error":"#N/A"},{"$error":"#N/A"},0,0,0,0]
[null,"Entfeuchtung ab","g/kg",12,null,null,null,null,null,null,null,-24,0,0,{"$error":"#N/A"},{"$error":"#N/A"},0,0,0,0]
["Betriebszeiten:",null,"Mo - Fr.",null,"Sa",null,"So",null,null,null,null,-23,0,0,{"$error":"#N/A"},{"$error":"#N/A"},0,0,0,0]
["alt",null,"von","bis","von","bis","von","bis",null,null,null,-22,0,0,{"$error":"#N/A"},{"$error":"#N/A"},0,0,0,0]
[null,"Normal","00:00:00",{"$f":"IF(D13=\"\",D81,IF(D13<E13,D13,0))","v":"23:59:00"},"00:00:00",{"$f":"IF(D14=\"\",F81,IF(D14<E14,D14,0))","v":"23:59:00"},"00:00:00",{"$f":"IF(D15=\"\",H81,IF(D15<E15,D15,0))","v":"23:59:00"},null,null,null,-21,0,0,{"$error":"#N/A"},{"$error":"#N/A"},0,0,0,0]
[null,null,{"$f":"E13","v":"00:00:00"},{"$f":"IF(D73=D81,0,IF(D13>E13,D13,\"23:59\"))","v":"00:00:00"},{"$f":"E14","v":"00:00:00"},{"$f":"IF(F73=F81,0,IF(D14>E14,D14,\"23:59\"))","v":"00:00:00"},{"$f":"E15","v":"00:00:00"},{"$f":"IF(H73=H81,0,IF(D15>E15,D15,\"23:59\"))","v":"00:00:00"},null,null,null,-20,0,0,{"$error":"#N/A"},{"$error":"#N/A"},0,0,0,0]
[null,null,null,null,null,null,null,null,null,null,null,-19,0,0,{"$error":"#N/A"},{"$error":"#N/A"},0,0,0,0]
[null,null,null,null,null,null,null,null,null,null,null,-18,0,0,{"$error":"#N/A"},{"$error":"#N/A"},0,0,0,0]
[null,"Erhöht",{"$f":"IF(D13<E13,D13,0)","v":"00:00:00"},{"$f":"E13","v":"00:00:00"},{"$f":"IF(D13<E13,D13,0)","v":"00:00:00"},{"$f":"E14","v":"00:00:00"},{"$f":"IF(D15<E15,D15,0)","v":"00:00:00"},{"$f":"E15","v":"00:00:00"},null,null,null,-17,0,0,{"$error":"#N/A"},{"$error":"#N/A"},0,0,0,0]
[null,null,{"$f":"IF(D13>E13,D13,0)","v":"00:00:00"},{"$f":"IF(C78=0,0,D81)","v":"00:00:00"},{"$f":"IF(D14>E14,D14,0)","v":"00:00:00"},{"$f":"IF(E78=0,0,F81)","v":"00:00:00"},{"$f":"IF(D15>E15,D15,0)","v":"00:00:00"},{"$f":"IF(G78=0,0,H81)","v":"00:00:00"},null,null,null,-16,0,0,{"$error":"#N/A"},{"$error":"#N/A"},0,0,0,0]
[null,null,null,null,null,null,null,null,null,null,null,-15,0,0,{"$error":"#N/A"},{"$error":"#N/A"},0,0,0,0]
[null,null,null,null,null,null,null,null,null,null,null,-14,0,0,{"$error":"#N/A"},{"$error":"#N/A"},0,0,0,0]
[null,"Plausibilitätstest",{"$f":"IF((SUM(D73:D80)-SUM(C73:C80))<1,\"i.O\",\"Zuviele Stunden!\")","v":"i.O"},"23:59:00",{"$f":"IF((SUM(F73:F80)-SUM(E74:E80))<1,\"i.O\",\"Zuviele Stunden!\")","v":"i.O"},{"$f":"D81","v":"23:59:00"},{"$f":"IF((SUM(H73:H80)-SUM(G74:G80))<1,\"i.O\",\"Zuviele Stunden!\")","v":"i.O"},{"$f":"F81","v":"23:59:00"},null,null,null,-13,0,0,{"$error":"#N/A"},{"$error":"#N/A"},0,0,0,0]
["optimiert",null,"Mo - Fr.",null,"Sa",null,"So",null,null,null,null,-12,0,0,{"$error":"#N/A"},{"$error":"#N/A"},0,0,0,0]
[null,null,"von","bis","von","bis","von","bis",null,null,null,-11,0,0,{"$error":"#N/A"},{"$error":"#N/A"},0,0,0,0]
[null,"Normal","00:00:00",{"$f":"IF(J13=\"\",D92,IF(J13<K13,J13,0))","v":"23:59:00"},"00:00:00",{"$f":"IF(J14=\"\",F81,IF(J14<K14,J14,0))","v":"23:59:00"},"00:00:00",{"$f":"IF(J15=\"\",H81,IF(J15<K15,J15,0))","v":"23:59:00"},null,null,null,-10,0,0,{"$error":"#N/A"},{"$error":"#N/A"},0,0,0,0]
[null,null,{"$f":"IF(J13<K13,K13,K13)","v":"00:00:00"},{"$f":"IF(D84=D92,0,IF(J13>K13,J13,\"23:59\"))","v":"00:00:00"},{"$f":"IF(J14<K14,K14,K14)","v":"00:00:00"},{"$f":"IF(F84=F92,0,IF(J14>K14,J14,\"23:59\"))","v":"00:00:00"},{"$f":"K15","v":"00:00:00"},{"$f":"IF(H84=H92,0,IF(J15>K15,J15,\"23:59\"))","v":"00:00:00"},null,null,null,-9,0,0,{"$error":"#N/A"},{"$error":"#N/A"},0,0,0,0]
[null,null,null,null,null,null,null,null,null,null,null,-8,0,0,{"$error":"#N/A"},{"$error":"#N/A"},0,0,0,0]
[null,null,null,null,null,null,null,null,null,null,null,-7,0,0,{"$error":"#N/A"},{"$error":"#N/A"},0,0,0,0]
[null,"Erhöht",{"$f":"IF(J13<K13,J13,0)","v":"00:00:00"},{"$f":"K13","v":"00:00:00"},{"$f":"IF(J13<K13,J13,0)","v":"00:00:00"},{"$f":"K14","v":"00:00:00"},{"$f":"IF(J15<K15,J15,0)","v":"00:00:00"},{"$f":"K15","v":"00:00:00"},null,null,null,-6,0,0,{"$error":"#N/A"},{"$error":"#N/A"},0,0,0,0]
[null,null,{"$f":"IF(J13>K13,J13,0)","v":"00:00:00"},{"$f":"IF(C89=0,0,D92)","v":"00:00:00"},{"$f":"IF(J14>K14,J14,0)","v":"00:00:00"},{"$f":"IF(E89=0,0,F92)","v":"00:00:00"},{"$f":"IF(J15>K15,J15,0)","v":"00:00:00"},{"$f":"IF(G89=0,0,H92)","v":"00:00:00"},null,null,null,-5,0,0,{"$error":"#N/A"},{"$error":"#N/A"},0,0,0,0]
[null,null,null,null,null,null,null,null,null,null,null,-4,0,0,{"$error":"#N/A"},{"$error":"#N/A"},0,0,0,0]
[null,null,null,null,null,null,null,null,null,null,null,-3,0,0,{"$error":"#N/A"},{"$error":"#N/A"},0,0,0,0]
[null,"Plausibilitätstest",{"$f":"IF((SUM(D84:D91)-SUM(C85:C91))<1,\"i.O\",\"Zuviele Stunden!\")","v":"i.O"},{"$f":"D81","v":"23:59:00"},{"$f":"IF((SUM(F84:F91)-SUM(E85:E91))<1,\"i.O\",\"Zuviele Stunden!\")","v":"i.O"},{"$f":"F81","v":"23:59:00"},{"$f":"IF((SUM(H84:H91)-SUM(G85:G91))<1,\"i.O\",\"Zuviele Stunden!\")","v":"i.O"},{"$f":"H81","v":"23:59:00"},null,null,null,-2,0,0,{"$error":"#N/A"},{"$error":"#N/A"},0,0,0,0]
["Kältekurve:","Normal",null,null,"Erhöht",null,null,null,null,null,null,-1,0,0,{"$error":"#N/A"},{"$error":"#N/A"},0,0,0,0]
["alt","tA ","tVL ",null,"tA ","tVL ",null,null,null,null,null,0,0,0,{"$error":"#N/A"},{"$error":"#N/A"},0,0,0,0]
[null,"[°C]","[°C]",null,"[°C]","[°C]",null,null,null,null,null,1,{"$error":"#N/A"},{"$error":"#N/A"},{"$error":"#N/A"},{"$error":"#N/A"},0,0,0,0]
[null,{"$f":"IF($G$48=$G$49,C23,C24-2)","v":-2},{"$f":"IF(G48=G49,D23,D24)","v":0},null,{"$f":"IF($G$48=$G$49,C23,C24-2)","v":-2},{"$f":"IF(G48=G49,E23,E24)","v":0},null,null,null,null,null,2,{"$error":"#N/A"},{"$error":"#N/A"},{"$error":"#N/A"},{"$error":"#N/A"},0,0,0,0]
[null,{"$f":"C24","v":0},{"$f":"D24","v":0},null,{"$f":"C24","v":0},{"$f":"E24","v":0},null,null,null,null,null,3,{"$error":"#N/A"},{"$error":"#N/A"},{"$error":"#N/A"},{"$error":"#N/A"},0,0,0,0]
[null,{"$f":"C25","v":0},{"$f":"D25","v":0},null,{"$f":"C25","v":0},{"$f":"E25","v":0},null,null,null,null,null,4,{"$error":"#N/A"},{"$error":"#N/A"},{"$error":"#N/A"},{"$error":"#N/A"},0,0,0,0]
[null,{"$f":"IF($G$48=$G$49,C26,C25+2)","v":2},{"$f":"IF($G$48=$G$49,D26,D25)","v":0},null,{"$f":"IF($G$48=$G$49,C26,C25+2)","v":2},{"$f":"IF($G$48=$G$49,E26,E25)","v":0},null,null,null,null,null,5,{"$error":"#N/A"},{"$error":"#N/A"},{"$error":"#N/A"},{"$error":"#N/A"},0,0,0,0]
["optimiert","Normal",null,null,"Erhöht",null,null,null,null,null,null,6,{"$error":"#N/A"},{"$error":"#N/A"},{"$error":"#N/A"},{"$error":"#N/A"},0,0,0,0]
[null,"tA ","tVL ",null,"tA ","tVL ",null,null,null,null,null,7,{"$error":"#N/A"},{"$error":"#N/A"},{"$error":"#N/A"},{"$error":"#N/A"},0,0,0,0]
[null,"[°C]","[°C]",null,"[°C]","[°C]",null,null,null,null,null,8,{"$error":"#N/A"},{"$error":"#N/A"},{"$error":"#N/A"},{"$error":"#N/A"},0,0,0,0]
[null,{"$f":"IF($G$48=$G$49,I23,I24-2)","v":-2},{"$f":"IF($G$48=$G$49,J23,J24)","v":0},null,{"$f":"IF($G$48=$G$49,I23,I24-2)","v":-2},{"$f":"IF($G$48=$G$49,K23,K24)","v":0},null,null,null,null,null,9,{"$error":"#N/A"},{"$error":"#N/A"},{"$error":"#N/A"},{"$error":"#N/A"},0,0,0,0]
[null,{"$f":"I24","v":0},{"$f":"J24","v":0},null,{"$f":"I24","v":0},{"$f":"K24","v":0},null,null,null,null,null,10,{"$error":"#N/A"},{"$error":"#N/A"},{"$error":"#N/A"},{"$error":"#N/A"},0,0,0,0]
[null,{"$f":"I25","v":0},{"$f":"J25","v":0},null,{"$f":"I25","v":0},{"$f":"K25","v":0},null,null,null,null,null,11,{"$error":"#N/A"},{"$error":"#N/A"},{"$error":"#N/A"},{"$error":"#N/A"},0,0,0,0]
[null,{"$f":"IF($G$48=$G$49,I26,I25+2)","v":2},{"$f":"IF($G$48=$G$49,J26,J25)","v":0},null,{"$f":"IF($G$48=$G$49,I26,I25+2)","v":2},{"$f":"IF($G$48=$G$49,K26,K25)","v":0},null,null,null,null,null,12,{"$error":"#N/A"},{"$error":"#N/A"},{"$error":"#N/A"},{"$error":"#N/A"},0,0,0,0]
[null,null,null,null,null,null,null,null,null,null,null,13,{"$error":"#N/A"},{"$error":"#N/A"},{"$error":"#N/A"},{"$error":"#N/A"},0,0,0,0]
[null,null,null,null,null,null,null,null,null,null,null,14,{"$error":"#N/A"},{"$error":"#N/A"},{"$error":"#N/A"},{"$error":"#N/A"},0,0,0,0]
[null,null,null,null,null,null,null,null,null,null,null,15,{"$error":"#N/A"},{"$error":"#N/A"},{"$error":"#N/A"},{"$error":"#N/A"},0,0,0,0]
[null,null,null,null,null,null,null,null,null,null,null,16,{"$error":"#N/A"},{"$error":"#N/A"},{"$error":"#N/A"},{"$error":"#N/A"},0,0,0,0]
[null,null,null,null,null,null,null,null,null,null,null,17,{"$error":"#N/A"},{"$error":"#N/A"},{"$error":"#N/A"},{"$error":"#N/A"},0,0,0,0]
[null,null,null,null,null,null,null,null,null,null,null,18,{"$error":"#N/A"},{"$error":"#N/A"},{"$error":"#N/A"},{"$error":"#N/A"},0,0,0,0]
[null,null,null,null,null,null,null,null,null,null,null,19,{"$error":"#N/A"},{"$error":"#N/A"},{"$error":"#N/A"},{"$error":"#N/A"},0,0,0,0]
[null,null,null,null,null,null,null,null,null,null,null,20,{"$error":"#N/A"},{"$error":"#N/A"},{"$error":"#N/A"},{"$error":"#N/A"},0,0,0,0]
[null,null,null,null,null,null,null,null,null,null,null,21,{"$error":"#N/A"},{"$error":"#N/A"},{"$error":"#N/A"},{"$error":"#N/A"},0,0,0,0]
[null,null,null,null,null,null,null,null,null,null,null,22,{"$error":"#N/A"},{"$error":"#N/A"},{"$error":"#N/A"},{"$error":"#N/A"},0,0,0,0]
[null,null,null,null,null,null,null,null,null,null,null,23,{"$error":"#N/A"},{"$error":"#N/A"},{"$error":"#N/A"},{"$error":"#N/A"},0,0,0,0]
[null,null,null,null,null,null,null,null,null,null,null,24,{"$error":"#N/A"},{"$error":"#N/A"},{"$error":"#N/A"},{"$error":"#N/A"},0,0,0,0]
[null,null,null,null,null,null,null,null,null,null,null,25,{"$error":"#N/A"},{"$error":"#N/A"},{"$error":"#N/A"},{"$error":"#N/A"},0,0,0,0]
[null,null,null,null,null,null,null,null,null,null,null,26,{"$error":"#N/A"},{"$error":"#N/A"},{"$error":"#N/A"},{"$error":"#N/A"},0,0,0,0]
[null,null,null,null,null,null,null,null,null,null,null,27,{"$error":"#N/A"},{"$error":"#N/A"},{"$error":"#N/A"},{"$error":"#N/A"},0,0,0,0]
[null,null,null,null,null,null,null,null,null,null,null,28,{"$error":"#N/A"},{"$error":"#N/A"},{"$error":"#N/A"},{"$error":"#N/A"},0,0,0,0]
[null,null,null,null,null,null,null,null,null,null,null,29,{"$error":"#N/A"},{"$error":"#N/A"},{"$error":"#N/A"},{"$error":"#N/A"},0,0,0,0]
[null,null,null,null,null,null,null,null,null,null,null,30,{"$error":"#N/A"},{"$error":"#N/A"},{"$error":"#N/A"},{"$error":"#N/A"},0,0,0,0]
[null,null,null,null,null,null,null,null,null,null,null,31,{"$error":"#N/A"},{"$error":"#N/A"},{"$error":"#N/A"},{"$error":"#N/A"},0,0,0,0]
[null,null,null,null,null,null,null,null,null,null,null,32,{"$error":"#N/A"},{"$error":"#N/A"},{"$error":"#N/A"},{"$error":"#N/A"},0,0,0,0]
[null,null,null,null,null,null,null,null,null,null,null,33,{"$error":"#N/A"},{"$error":"#N/A"},{"$error":"#N/A"},{"$error":"#N/A"},0,0,0,0]
[null,null,null,null,null,null,null,null,null,null,null,34,{"$error":"#N/A"},{"$error":"#N/A"},{"$error":"#N/A"},{"$error":"#N/A"},0,0,0,0]
[null,null,null,null,null,null,null,null,null,null,null,35,{"$error":"#N/A"},{"$error":"#N/A"},{"$error":"#N/A"},{"$error":"#N/A"},0,0,0,0]

{"sheet":"K04","index":34,"n_rows":129,"n_cols":22,"rows_kept":129,"cut":false,"hidden":true,"merged":[[19,2,19,3],[18,8,18,9],[18,2,18,3],[0,8,0,9],[0,19,0,20],[3,11,7,21],[4,9,4,10],[19,8,19,9]]}
[{"$f":"Begriffe!B668&\" \"&Kühlung!B19&\" \"&Begriffe!B669 &\" (\"&Kühlung!R19&\")\"","v":"Kältegruppe  Detail ()"},null,null,null,"Status",{"$f":"IF(OR(E4=\"\",E7=\"\",K4=\"\",J5=\"\",K6=\"\",K7=\"\",E17=\"\",E18=\"\",K17=\"\",K18=\"\",C23=\"\",C24=\"\",C25=\"\",C26=\"\",D23=\"\",D24=\"\",D25=\"\",D26=\"\",E23=\"\",E24=\"\",E25=\"\",E26=\"\",I23=\"\",I24=\"\",I25=\"\",I26=\"\",J23=\"\",J24=\"\",J25=\"\",J26=\"\",K23=\"\",K24=\"\",K25=\"\",K26=\"\"),1,0)","v":1},null,"Verantwortlicher",null,null,{"$f":"Einführung!K1","v":"V 1.0.0"},{"$f":"A1","v":"Kältegruppe  Detail ()"},null,null,null,null,null,null,{"$f":"H1","v":"Verantwortlicher"},{"$f":"I1","v":0},null,{"$f":"Einführung!K1","v":"V 1.0.0"}]
[]
[{"$f":"Begriffe!B672","v":"Technische Daten"},null,null,null,null,null,null,null,null,null,null,{"$f":"Begriffe!B700","v":"Hinweise"}]
[{"$f":"Begriffe!B673","v":"Kälteleistung Kältegruppe"},null,null,{"$f":"IFERROR(ABS(IF((E5-E6)*E7*1.163=0,\"\",(E5-E6)*E7*1.163)),\"\")","v":""},null,null,{"$f":"Begriffe!B678","v":"max. Leistungsaufnahme Pumpe"}]
[{"$f":"Begriffe!B674","v":"Vorlauftemperatur bei Auslegung"},null,null,null,null,null,{"$f":"Begriffe!B679","v":"Art der Raumregulierung"}]
[{"$f":"Begriffe!B675","v":"Rücklauftemperatur bei Auslegung"},null,null,null,null,null,{"$f":"Begriffe!B683","v":"Art des Kältebedarfs "}]
[{"$f":"Begriffe!B676","v":"Volumenstrom"},null,null,{"$f":"IFERROR(ABS(IF(0=E4/((E5-E6)*1.163),\"\",E4/((E5-E6)*1.163))),\"\")","v":""},null,null,{"$f":"Begriffe!B684","v":"Kälteerzeuger"}]
[{"$f":"Begriffe!B677","v":"Rohrdimension (Schätzung Kälteleistung)"},null,null,{"$f":"IFERROR(IF(E8=\"\",\"\",0.0024*E8^2.4632),\"\")","v":""}]
[]
[{"$f":"Begriffe!B685","v":"Bestehend"},null,null,null,null,null,{"$f":"Begriffe!B686","v":"Optimiert"},null,null,null,null,{"$f":"Begriffe!B701","v":"Energieverbrauch und Energiekosten"}]
[]
[{"$f":"Begriffe!B687","v":"Betriebszeiten Vorlauftemp. Anhebung"},null,null,{"$f":"Begriffe!B691","v":"von"},{"$f":"Begriffe!B692","v":"bis"},null,{"$f":"A12","v":"Betriebszeiten Vorlauftemp. Anhebung"},null,null,{"$f":"D12","v":"von"},{"$f":"E12","v":"bis"},null,{"$f":"Begriffe!B702","v":"Kosten Nutzenergie"},null,null,null,null,{"$f":"Begriffe!B703","v":"Kosten Hilfsenergie [Elektrizität] "}]
[null,null,{"$f":"Begriffe!B688","v":"Mo.-Fr. "},null,null,null,null,null,{"$f":"C13","v":"Mo.-Fr. "}]
[null,null,{"$f":"Begriffe!B689","v":"Samstag"},null,null,null,null,null,{"$f":"C14","v":"Samstag"}]
[null,null,{"$f":"Begriffe!B690","v":"Sonntag"},null,null,null,null,null,{"$f":"C15","v":"Sonntag"}]
[]
[{"$f":"Begriffe!B693","v":"Parameter"},null,{"$f":"Begriffe!B694","v":"Freigabetemperatur (Aussentemp.)"},null,null,null,{"$f":"A17","v":"Parameter"},null,{"$f":"C17","v":"Freigabetemperatur (Aussentemp.)"}]
[null,null,{"$f":"Begriffe!B695","v":"Raumtemperatur"},null,null,null,null,null,{"$f":"C18","v":"Raumtemperatur"},null,null,null,null,null,{"$f":"L51","v":"Nutzenergie"},{"$f":"O51","v":0},{"$f":"Q51","v":0}]
[null,null,null,null,null,null,null,null,null,null,null,null,null,null,{"$f":"L52","v":"Elektrizität Pumpen"},{"$f":"O52","v":0},{"$f":"Q52","v":0}]
[]
[]
[{"$f":"Begriffe!B696","v":"Kältekurve"},null,{"$f":"Begriffe!B697","v":"Aussentemp."},{"$f":"Begriffe!B698","v":"Vorlauftemp."},{"$f":"Begriffe!B699","v":"Vorlauftemp. Anh."},null,{"$f":"A22","v":"Kältekurve"},null,{"$f":"C22","v":"Aussentemp."},{"$f":"D22","v":"Vorlauftemp."},{"$f":"E22","v":"Vorlauftemp. Anh."}]
[]
[]
[]
[]
[]
[]
[null,null,null,null,null,null,null,null,null,null,null,null,null,null,null,{"$f":"Begriffe!B706","v":"Bestehend"},{"$f":"Begriffe!B707","v":"Optimiert"},{"$f":"Begriffe!B708","v":"Einsparung"}]
[null,null,null,null,null,null,null,null,null,null,null,null,null,{"$f":"Begriffe!B704","v":"Nutzenergie"},null,{"$f":"N51","v":0},{"$f":"P51","v":0},{"$f":"P30-Q30","v":0},{"$f":"ROUND(O51,-1)-ROUND(Q51,-1)","v":0},{"$f":"IFERROR(R30/P30,0)","v":0}]
[null,null,null,null,null,null,null,null,null,null,null,null,null,{"$f":"Begriffe!B705","v":"Hilfsenergie"},null,{"$f":"N52","v":0},{"$f":"P52","v":0},{"$f":"P31-Q31","v":0},{"$f":"ROUND(O52,-1)-ROUND(Q52,-1)","v":0},{"$f":"IFERROR(R31/P31,0)","v":0}]
[]
[]
[null,null,null,null,null,null,null,null,null,null,null,{"$f":"Begriffe!B709","v":"Energieverbrauch "}]
[null,null,null,null,null,null,null,null,null,null,null,null,{"$f":"Begriffe!B710","v":"Berechnet"},null,null,{"$f":"P30","v":0}]
[null,null,null,null,null,null,null,null,null,null,null,null,{"$f":"Begriffe!B711","v":"Real"}]
[null,null,null,null,null,null,null,null,null,null,null,{"$f":"Begriffe!B714","v":"Korrekturfaktor"},{"$f":"Begriffe!B713","v":"Abweichung"},null,null,{"$f":"IFERROR(P36/P35,\" \")","v":" "}]
[null,null,null,null,null,null,null,null,null,null,null,null,{"$f":"L37","v":"Korrekturfaktor"},null,null,1]
[]
[null,{"$f":"E17","v":0},{"$f":"E18","v":0},100,null,null,null,{"$f":"K17","v":0},{"$f":"K18","v":0},100]
[null,{"$f":"E17","v":0},{"$f":"C40","v":0},-100,null,null,null,{"$f":"H40","v":0},{"$f":"I40","v":0},-100]
[]
[]
[]
[]
[]
["Eingabe",null,null,null,null,null,null,null,null,null,null,"Ergebnisse"]
["Grundlage Berechnung",null,null,"alt","optimiert",{"$f":"MID(CELL(\"dateiname\",A1),FIND(\"]\",CELL(\"dateiname\",A1))+1,255)","v":"K04"},{"$f":"VLOOKUP(F48,Kühlung!A16:C25,3,FALSE)","v":"nein"},null,"Min",{"$f":"MIN(D23:E26,J23:K26)","v":0},null,"Energieverbrauch ",null,"Bestehend",null,"Optimiert"]
["Kennwerte:","Gekühlte Fläche","[m2]",null,null,null,{"$f":"G53","v":"ja"},null,"Max",{"$f":"MAX(D23:E26,J23:K26)","v":0},null,null,null,"Nutzenergie","Kosten","Nutzenergie","Kosten"]
[null,"Kühlleistung \nbei Aussentemperatur=32°C","[kW]",{"$f":"E4","v":0},{"$f":"D50*(1+(D61-MIN(E61,35))*0.035)","v":{"$error":"#N/A"}},null,null,null,null,null,null,null,null,"[kWh]","[CHF/a]","[kWh]","[CHF/a]"]
[null,"Länge Leitungsnetz gedämmt","[m]",{"$f":"D50*2.2*0.9","v":0},{"$f":"D51","v":0},null,null,null,{"$f":"Grundlagendaten!A98","v":"Klimakälte"},{"$f":"I51","v":"Klimakälte"},null,"Nutzenergie",null,0,0,0,0]
[null,"Länge Leitungsnetz ungedämmt","[m]",{"$f":"D50*2.2*0.1","v":0},{"$f":"D52","v":0},null,{"$f":"Begriffe!B76","v":"nein"},null,{"$f":"Grundlagendaten!A99","v":"Kühlraum"},{"$f":"I52","v":"Kühlraum"},null,"Elektrizität Pumpen",null,0,0,0,0]
[null,"Durchmesser Leitungsnetz","[mm]",{"$f":"IF(E8=\"\",0.1247*D52+ 37.983,VLOOKUP(E8,Grundlagendaten!A39:D53,3,FALSE))","v":37.982999999999997},{"$f":"D53","v":37.982999999999997},null,{"$f":"Begriffe!B77","v":"ja"},null,{"$f":"Grundlagendaten!A100","v":"Tiefkühlraum"},{"$f":"I52","v":"Kühlraum"},null,"Daten für KE"]
[null,"Volumenstrom Gruppe \nbei Aussentemperatur=32°C","[m3/h]",{"$f":"IF(G48=G49,E7,D50/((6)*1.163))","v":0},{"$f":"D54","v":0},null,null,null,{"$f":"Grundlagendaten!A101","v":"Prozesskälte"},{"$f":"I54","v":"Prozesskälte"},null,"BZ","Bestehend","Optimiert"]
[null,"Leistung der Pumpe","[kW]",{"$f":"IF(G48=G49,K4/1000,D50*0.001)","v":0},{"$f":"D55","v":0},null,null,null,null,null,null,"N: Mo-Fr. von","00:00:00","00:00:00"]
[null,"Art der Regulierung",null,"konstanter Volumenstrom",null,null,null,null,null,null,null,"N: Mo-Fr. bis","23:59:00","23:59:00"]
["Regulierung:","Regulierung der Pumpe",null,"Druckdifferenz","Druckdifferenz",null,null,null,null,null,null,"N: Sa von","00:00:00","00:00:00"]
[null,"Regulierung der Raumtemperatur",null,{"$f":"IF(G48=G49,J5,'Berechnung KG'!K15)","v":"Einzelraumregulierung"},{"$f":"D58","v":"Einzelraumregulierung"},null,null,null,null,null,null,"N: Sa bis","23:59:00","23:59:00"]
["Parameter:","Art des Kältebedarfs ",null,{"$f":"VLOOKUP(K6,I51:J54,2,FALSE)","v":{"$error":"#N/A"}},{"$f":"D59","v":{"$error":"#N/A"}},null,null,null,null,null,null,"N: So von","00:00:00","00:00:00"]
[null,"Freigabetemperatur","[°C]",{"$f":"E17","v":0},{"$f":"K17","v":0},null,null,null,null,null,null,"N: So bis","23:59:00","23:59:00"]
[null,"Raumtemperatur","[°C]",{"$f":"IF(G48=G49,E18,VLOOKUP(D59,Grundlagendaten!A98:B101,2,FALSE))","v":{"$error":"#N/A"}},{"$f":"IF(G48=G49,K18,VLOOKUP(E59,Grundlagendaten!A98:B101,2,FALSE))","v":{"$error":"#N/A"}},null,null,null,null,null,null,"E: Mo-Fr. von","00:00:00","00:00:00"]
[null,"Abhängigkeit Betriebsart \"Erhöht\" ",null,"Betriebszeiten",{"$f":"D62","v":"Betriebszeiten"},null,null,null,null,null,null,"E: Mo-Fr. bis","00:00:00","00:00:00"]
["Faktoren für Berechnung","Zeitfaktor Regulierung Druckdifferenz",null,0.8,null,null,null,null,null,null,null,"E: Sa von","00:00:00","00:00:00"]
[null,"Reduktion Raumtemp. bei Einzelraumreg.","K",1,null,null,null,null,null,null,null,"E: Sa bis","00:00:00","00:00:00"]
[null,"Reduktion Max. Leistung bei Prozesskälte",null,1,null,null,null,null,null,null,null,"E: So von","00:00:00","00:00:00"]
[null,"Delta ZUL von internen Lasten","K",4,null,null,null,null,null,null,null,"E: So bis","00:00:00","00:00:00"]
[null,"Reduktionsfaktor Pumpe mit FU",null,0.5,null,null,null,null,null,null,null,null,"Leistung kW",null,"Energieverbrauch kWh",null,"Vorlauftemp. Normal",null,"Vorlauftemp. Erhöht"]
[null,"Korrekturfaktor",null,{"$f":"P38*VLOOKUP(K7,KE!S41:W44,5,FALSE)","v":{"$error":"#N/A"}},null,null,null,null,null,null,null,null,"Bestehend","Optimiert","Bestehend","Optimiert","Bestehend","Optimiert","Bestehend","Optimiert"]
[null,"Anzahl Tage bei Regulierung \"Hand\"","Tage/Jahr",365,null,null,null,null,null,null,null,-25,0,0,{"$error":"#N/A"},{"$error":"#N/A"},0,0,0,0]
[null,"Entfeuchtung ab","g/kg",12,null,null,null,null,null,null,null,-24,0,0,{"$error":"#N/A"},{"$error":"#N/A"},0,0,0,0]
["Betriebszeiten:",null,"Mo - Fr.",null,"Sa",null,"So",null,null,null,null,-23,0,0,{"$error":"#N/A"},{"$error":"#N/A"},0,0,0,0]
["alt",null,"von","bis","von","bis","von","bis",null,null,null,-22,0,0,{"$error":"#N/A"},{"$error":"#N/A"},0,0,0,0]
[null,"Normal","00:00:00",{"$f":"IF(D13=\"\",D81,IF(D13<E13,D13,0))","v":"23:59:00"},"00:00:00",{"$f":"IF(D14=\"\",F81,IF(D14<E14,D14,0))","v":"23:59:00"},"00:00:00",{"$f":"IF(D15=\"\",H81,IF(D15<E15,D15,0))","v":"23:59:00"},null,null,null,-21,0,0,{"$error":"#N/A"},{"$error":"#N/A"},0,0,0,0]
[null,null,{"$f":"E13","v":"00:00:00"},{"$f":"IF(D73=D81,0,IF(D13>E13,D13,\"23:59\"))","v":"00:00:00"},{"$f":"E14","v":"00:00:00"},{"$f":"IF(F73=F81,0,IF(D14>E14,D14,\"23:59\"))","v":"00:00:00"},{"$f":"E15","v":"00:00:00"},{"$f":"IF(H73=H81,0,IF(D15>E15,D15,\"23:59\"))","v":"00:00:00"},null,null,null,-20,0,0,{"$error":"#N/A"},{"$error":"#N/A"},0,0,0,0]
[null,null,null,null,null,null,null,null,null,null,null,-19,0,0,{"$error":"#N/A"},{"$error":"#N/A"},0,0,0,0]
[null,null,null,null,null,null,null,null,null,null,null,-18,0,0,{"$error":"#N/A"},{"$error":"#N/A"},0,0,0,0]
[null,"Erhöht",{"$f":"IF(D13<E13,D13,0)","v":"00:00:00"},{"$f":"E13","v":"00:00:00"},{"$f":"IF(D13<E13,D13,0)","v":"00:00:00"},{"$f":"E14","v":"00:00:00"},{"$f":"IF(D15<E15,D15,0)","v":"00:00:00"},{"$f":"E15","v":"00:00:00"},null,null,null,-17,0,0,{"$error":"#N/A"},{"$error":"#N/A"},0,0,0,0]
[null,null,{"$f":"IF(D13>E13,D13,0)","v":"00:00:00"},{"$f":"IF(C78=0,0,D81)","v":"00:00:00"},{"$f":"IF(D14>E14,D14,0)","v":"00:00:00"},{"$f":"IF(E78=0,0,F81)","v":"00:00:00"},{"$f":"IF(D15>E15,D15,0)","v":"00:00:00"},{"$f":"IF(G78=0,0,H81)","v":"00:00:00"},null,null,null,-16,0,0,{"$error":"#N/A"},{"$error":"#N/A"},0,0,0,0]
[null,null,null,null,null,null,null,null,null,null,null,-15,0,0,{"$error":"#N/A"},{"$error":"#N/A"},0,0,0,0]
[null,null,null,null,null,null,null,null,null,null,null,-14,0,0,{"$error":"#N/A"},{"$error":"#N/A"},0,0,0,0]
[null,"Plausibilitätstest",{"$f":"IF((SUM(D73:D80)-SUM(C73:C80))<1,\"i.O\",\"Zuviele Stunden!\")","v":"i.O"},"23:59:00",{"$f":"IF((SUM(F73:F80)-SUM(E74:E80))<1,\"i.O\",\"Zuviele Stunden!\")","v":"i.O"},{"$f":"D81","v":"23:59:00"},{"$f":"IF((SUM(H73:H80)-SUM(G74:G80))<1,\"i.O\",\"Zuviele Stunden!\")","v":"i.O"},{"$f":"F81","v":"23:59:00"},null,null,null,-13,0,0,{"$error":"#N/A"},{"$error":"#N/A"},0,0,0,0]
["optimiert",null,"Mo - Fr.",null,"Sa",null,"So",null,null,null,null,-12,0,0,{"$error":"#N/A"},{"$error":"#N/A"},0,0,0,0]
[null,null,"von","bis","von","bis","von","bis",null,null,null,-11,0,0,{"$error":"#N/A"},{"$error":"#N/A"},0,0,0,0]
[null,"Normal","00:00:00",{"$f":"IF(J13=\"\",D92,IF(J13<K13,J13,0))","v":"23:59:00"},"00:00:00",{"$f":"IF(J14=\"\",F81,IF(J14<K14,J14,0))","v":"23:59:00"},"00:00:00",{"$f":"IF(J15=\"\",H81,IF(J15<K15,J15,0))","v":"23:59:00"},null,null,null,-10,0,0,{"$error":"#N/A"},{"$error":"#N/A"},0,0,0,0]
[null,null,{"$f":"IF(J13<K13,K13,K13)","v":"00:00:00"},{"$f":"IF(D84=D92,0,IF(J13>K13,J13,\"23:59\"))","v":"00:00:00"},{"$f":"IF(J14<K14,K14,K14)","v":"00:00:00"},{"$f":"IF(F84=F92,0,IF(J14>K14,J14,\"23:59\"))","v":"00:00:00"},{"$f":"K15","v":"00:00:00"},{"$f":"IF(H84=H92,0,IF(J15>K15,J15,\"23:59\"))","v":"00:00:00"},null,null,null,-9,0,0,{"$error":"#N/A"},{"$error":"#N/A"},0,0,0,0]
[null,null,null,null,null,null,null,null,null,null,null,-8,0,0,{"$error":"#N/A"},{"$error":"#N/A"},0,0,0,0]
[null,null,null,null,null,null,null,null,null,null,null,-7,0,0,{"$error":"#N/A"},{"$error":"#N/A"},0,0,0,0]
[null,"Erhöht",{"$f":"IF(J13<K13,J13,0)","v":"00:00:00"},{"$f":"K13","v":"00:00:00"},{"$f":"IF(J13<K13,J13,0)","v":"00:00:00"},{"$f":"K14","v":"00:00:00"},{"$f":"IF(J15<K15,J15,0)","v":"00:00:00"},{"$f":"K15","v":"00:00:00"},null,null,null,-6,0,0,{"$error":"#N/A"},{"$error":"#N/A"},0,0,0,0]
[null,null,{"$f":"IF(J13>K13,J13,0)","v":"00:00:00"},{"$f":"IF(C89=0,0,D92)","v":"00:00:00"},{"$f":"IF(J14>K14,J14,0)","v":"00:00:00"},{"$f":"IF(E89=0,0,F92)","v":"00:00:00"},{"$f":"IF(J15>K15,J15,0)","v":"00:00:00"},{"$f":"IF(G89=0,0,H92)","v":"00:00:00"},null,null,null,-5,0,0,{"$error":"#N/A"},{"$error":"#N/A"},0,0,0,0]
[null,null,null,null,null,null,null,null,null,null,null,-4,0,0,{"$error":"#N/A"},{"$error":"#N/A"},0,0,0,0]
[null,null,null,null,null,null,null,null,null,null,null,-3,0,0,{"$error":"#N/A"},{"$error":"#N/A"},0,0,0,0]
[null,"Plausibilitätstest",{"$f":"IF((SUM(D84:D91)-SUM(C85:C91))<1,\"i.O\",\"Zuviele Stunden!\")","v":"i.O"},{"$f":"D81","v":"23:59:00"},{"$f":"IF((SUM(F84:F91)-SUM(E85:E91))<1,\"i.O\",\"Zuviele Stunden!\")","v":"i.O"},{"$f":"F81","v":"23:59:00"},{"$f":"IF((SUM(H84:H91)-SUM(G85:G91))<1,\"i.O\",\"Zuviele Stunden!\")","v":"i.O"},{"$f":"H81","v":"23:59:00"},null,null,null,-2,0,0,{"$error":"#N/A"},{"$error":"#N/A"},0,0,0,0]
["Kältekurve:","Normal",null,null,"Erhöht",null,null,null,null,null,null,-1,0,0,{"$error":"#N/A"},{"$error":"#N/A"},0,0,0,0]
["alt","tA ","tVL ",null,"tA ","tVL ",null,null,null,null,null,0,0,0,{"$error":"#N/A"},{"$error":"#N/A"},0,0,0,0]
[null,"[°C]","[°C]",null,"[°C]","[°C]",null,null,null,null,null,1,{"$error":"#N/A"},{"$error":"#N/A"},{"$error":"#N/A"},{"$error":"#N/A"},0,0,0,0]
[null,{"$f":"IF($G$48=$G$49,C23,C24-2)","v":-2},{"$f":"IF(G48=G49,D23,D24)","v":0},null,{"$f":"IF($G$48=$G$49,C23,C24-2)","v":-2},{"$f":"IF(G48=G49,E23,E24)","v":0},null,null,null,null,null,2,{"$error":"#N/A"},{"$error":"#N/A"},{"$error":"#N/A"},{"$error":"#N/A"},0,0,0,0]
[null,{"$f":"C24","v":0},{"$f":"D24","v":0},null,{"$f":"C24","v":0},{"$f":"E24","v":0},null,null,null,null,null,3,{"$error":"#N/A"},{"$error":"#N/A"},{"$error":"#N/A"},{"$error":"#N/A"},0,0,0,0]
[null,{"$f":"C25","v":0},{"$f":"D25","v":0},null,{"$f":"C25","v":0},{"$f":"E25","v":0},null,null,null,null,null,4,{"$error":"#N/A"},{"$error":"#N/A"},{"$error":"#N/A"},{"$error":"#N/A"},0,0,0,0]
[null,{"$f":"IF($G$48=$G$49,C26,C25+2)","v":2},{"$f":"IF($G$48=$G$49,D26,D25)","v":0},null,{"$f":"IF($G$48=$G$49,C26,C25+2)","v":2},{"$f":"IF($G$48=$G$49,E26,E25)","v":0},null,null,null,null,null,5,{"$error":"#N/A"},{"$error":"#N/A"},{"$error":"#N/A"},{"$error":"#N/A"},0,0,0,0]
["optimiert","Normal",null,null,"Erhöht",null,null,null,null,null,null,6,{"$error":"#N/A"},{"$error":"#N/A"},{"$error":"#N/A"},{"$error":"#N/A"},0,0,0,0]
[null,"tA ","tVL ",null,"tA ","tVL ",null,null,null,null,null,7,{"$error":"#N/A"},{"$error":"#N/A"},{"$error":"#N/A"},{"$error":"#N/A"},0,0,0,0]
[null,"[°C]","[°C]",null,"[°C]","[°C]",null,null,null,null,null,8,{"$error":"#N/A"},{"$error":"#N/A"},{"$error":"#N/A"},{"$error":"#N/A"},0,0,0,0]
[null,{"$f":"IF($G$48=$G$49,I23,I24-2)","v":-2},{"$f":"IF($G$48=$G$49,J23,J24)","v":0},null,{"$f":"IF($G$48=$G$49,I23,I24-2)","v":-2},{"$f":"IF($G$48=$G$49,K23,K24)","v":0},null,null,null,null,null,9,{"$error":"#N/A"},{"$error":"#N/A"},{"$error":"#N/A"},{"$error":"#N/A"},0,0,0,0]
[null,{"$f":"I24","v":0},{"$f":"J24","v":0},null,{"$f":"I24","v":0},{"$f":"K24","v":0},null,null,null,null,null,10,{"$error":"#N/A"},{"$error":"#N/A"},{"$error":"#N/A"},{"$error":"#N/A"},0,0,0,0]
[null,{"$f":"I25","v":0},{"$f":"J25","v":0},null,{"$f":"I25","v":0},{"$f":"K25","v":0},null,null,null,null,null,11,{"$error":"#N/A"},{"$error":"#N/A"},{"$error":"#N/A"},{"$error":"#N/A"},0,0,0,0]
[null,{"$f":"IF($G$48=$G$49,I26,I25+2)","v":2},{"$f":"IF($G$48=$G$49,J26,J25)","v":0},null,{"$f":"IF($G$48=$G$49,I26,I25+2)","v":2},{"$f":"IF($G$48=$G$49,K26,K25)","v":0},null,null,null,null,null,12,{"$error":"#N/A"},{"$error":"#N/A"},{"$error":"#N/A"},{"$error":"#N/A"},0,0,0,0]
[null,null,null,null,null,null,null,null,null,null,null,13,{"$error":"#N/A"},{"$error":"#N/A"},{"$error":"#N/A"},{"$error":"#N/A"},0,0,0,0]
[null,null,null,null,null,null,null,null,null,null,null,14,{"$error":"#N/A"},{"$error":"#N/A"},{"$error":"#N/A"},{"$error":"#N/A"},0,0,0,0]
[null,null,null,null,null,null,null,null,null,null,null,15,{"$error":"#N/A"},{"$error":"#N/A"},{"$error":"#N/A"},{"$error":"#N/A"},0,0,0,0]
[null,null,null,null,null,null,null,null,null,null,null,16,{"$error":"#N/A"},{"$error":"#N/A"},{"$error":"#N/A"},{"$error":"#N/A"},0,0,0,0]
[null,null,null,null,null,null,null,null,null,null,null,17,{"$error":"#N/A"},{"$error":"#N/A"},{"$error":"#N/A"},{"$error":"#N/A"},0,0,0,0]
[null,null,null,null,null,null,null,null,null,null,null,18,{"$error":"#N/A"},{"$error":"#N/A"},{"$error":"#N/A"},{"$error":"#N/A"},0,0,0,0]
[null,null,null,null,null,null,null,null,null,null,null,19,{"$error":"#N/A"},{"$error":"#N/A"},{"$error":"#N/A"},{"$error":"#N/A"},0,0,0,0]
[null,null,null,null,null,null,null,null,null,null,null,20,{"$error":"#N/A"},{"$error":"#N/A"},{"$error":"#N/A"},{"$error":"#N/A"},0,0,0,0]
[null,null,null,null,null,null,null,null,null,null,null,21,{"$error":"#N/A"},{"$error":"#N/A"},{"$error":"#N/A"},{"$error":"#N/A"},0,0,0,0]
[null,null,null,null,null,null,null,null,null,null,null,22,{"$error":"#N/A"},{"$error":"#N/A"},{"$error":"#N/A"},{"$error":"#N/A"},0,0,0,0]
[null,null,null,null,null,null,null,null,null,null,null,23,{"$error":"#N/A"},{"$error":"#N/A"},{"$error":"#N/A"},{"$error":"#N/A"},0,0,0,0]
[null,null,null,null,null,null,null,null,null,null,null,24,{"$error":"#N/A"},{"$error":"#N/A"},{"$error":"#N/A"},{"$error":"#N/A"},0,0,0,0]
[null,null,null,null,null,null,null,null,null,null,null,25,{"$error":"#N/A"},{"$error":"#N/A"},{"$error":"#N/A"},{"$error":"#N/A"},0,0,0,0]
[null,null,null,null,null,null,null,null,null,null,null,26,{"$error":"#N/A"},{"$error":"#N/A"},{"$error":"#N/A"},{"$error":"#N/A"},0,0,0,0]
[null,null,null,null,null,null,null,null,null,null,null,27,{"$error":"#N/A"},{"$error":"#N/A"},{"$error":"#N/A"},{"$error":"#N/A"},0,0,0,0]
[null,null,null,null,null,null,null,null,null,null,null,28,{"$error":"#N/A"},{"$error":"#N/A"},{"$error":"#N/A"},{"$error":"#N/A"},0,0,0,0]
[null,null,null,null,null,null,null,null,null,null,null,29,{"$error":"#N/A"},{"$error":"#N/A"},{"$error":"#N/A"},{"$error":"#N/A"},0,0,0,0]
[null,null,null,null,null,null,null,null,null,null,null,30,{"$error":"#N/A"},{"$error":"#N/A"},{"$error":"#N/A"},{"$error":"#N/A"},0,0,0,0]
[null,null,null,null,null,null,null,null,null,null,null,31,{"$error":"#N/A"},{"$error":"#N/A"},{"$error":"#N/A"},{"$error":"#N/A"},0,0,0,0]
[null,null,null,null,null,null,null,null,null,null,null,32,{"$error":"#N/A"},{"$error":"#N/A"},{"$error":"#N/A"},{"$error":"#N/A"},0,0,0,0]
[null,null,null,null,null,null,null,null,null,null,null,33,{"$error":"#N/A"},{"$error":"#N/A"},{"$error":"#N/A"},{"$error":"#N/A"},0,0,0,0]
[null,null,null,null,null,null,null,null,null,null,null,34,{"$error":"#N/A"},{"$error":"#N/A"},{"$error":"#N/A"},{"$error":"#N/A"},0,0,0,0]
[null,null,null,null,null,null,null,null,null,null,null,35,{"$error":"#N/A"},{"$error":"#N/A"},{"$error":"#N/A"},{"$error":"#N/A"},0,0,0,0]

{"sheet":"K05","index":35,"n_rows":129,"n_cols":22,"rows_kept":129,"cut":false,"hidden":true,"merged":[[19,2,19,3],[18,8,18,9],[18,2,18,3],[0,8,0,9],[0,19,0,20],[3,11,7,21],[4,9,4,10],[19,8,19,9]]}
[{"$f":"Begriffe!B668&\" \"&Kühlung!B20&\" \"&Begriffe!B669 &\" (\"&Kühlung!R20&\")\"","v":"Kältegruppe  Detail ()"},null,null,null,"Status",{"$f":"IF(OR(E4=\"\",E7=\"\",K4=\"\",J5=\"\",K6=\"\",K7=\"\",E17=\"\",E18=\"\",K17=\"\",K18=\"\",C23=\"\",C24=\"\",C25=\"\",C26=\"\",D23=\"\",D24=\"\",D25=\"\",D26=\"\",E23=\"\",E24=\"\",E25=\"\",E26=\"\",I23=\"\",I24=\"\",I25=\"\",I26=\"\",J23=\"\",J24=\"\",J25=\"\",J26=\"\",K23=\"\",K24=\"\",K25=\"\",K26=\"\"),1,0)","v":1},null,"Verantwortlicher",null,null,{"$f":"Einführung!K1","v":"V 1.0.0"},{"$f":"A1","v":"Kältegruppe  Detail ()"},null,null,null,null,null,null,{"$f":"H1","v":"Verantwortlicher"},{"$f":"I1","v":0},null,{"$f":"Einführung!K1","v":"V 1.0.0"}]
[]
[{"$f":"Begriffe!B672","v":"Technische Daten"},null,null,null,null,null,null,null,null,null,null,{"$f":"Begriffe!B700","v":"Hinweise"}]
[{"$f":"Begriffe!B673","v":"Kälteleistung Kältegruppe"},null,null,{"$f":"IFERROR(ABS(IF((E5-E6)*E7*1.163=0,\"\",(E5-E6)*E7*1.163)),\"\")","v":""},null,null,{"$f":"Begriffe!B678","v":"max. Leistungsaufnahme Pumpe"}]
[{"$f":"Begriffe!B674","v":"Vorlauftemperatur bei Auslegung"},null,null,null,null,null,{"$f":"Begriffe!B679","v":"Art der Raumregulierung"}]
[{"$f":"Begriffe!B675","v":"Rücklauftemperatur bei Auslegung"},null,null,null,null,null,{"$f":"Begriffe!B683","v":"Art des Kältebedarfs "}]
[{"$f":"Begriffe!B676","v":"Volumenstrom"},null,null,{"$f":"IFERROR(ABS(IF(0=E4/((E5-E6)*1.163),\"\",E4/((E5-E6)*1.163))),\"\")","v":""},null,null,{"$f":"Begriffe!B684","v":"Kälteerzeuger"}]
[{"$f":"Begriffe!B677","v":"Rohrdimension (Schätzung Kälteleistung)"},null,null,{"$f":"IFERROR(IF(E8=\"\",\"\",0.0024*E8^2.4632),\"\")","v":""}]
[]
[{"$f":"Begriffe!B685","v":"Bestehend"},null,null,null,null,null,{"$f":"Begriffe!B686","v":"Optimiert"},null,null,null,null,{"$f":"Begriffe!B701","v":"Energieverbrauch und Energiekosten"}]
[]
[{"$f":"Begriffe!B687","v":"Betriebszeiten Vorlauftemp. Anhebung"},null,null,{"$f":"Begriffe!B691","v":"von"},{"$f":"Begriffe!B692","v":"bis"},null,{"$f":"A12","v":"Betriebszeiten Vorlauftemp. Anhebung"},null,null,{"$f":"D12","v":"von"},{"$f":"E12","v":"bis"},null,{"$f":"Begriffe!B702","v":"Kosten Nutzenergie"},null,null,null,null,{"$f":"Begriffe!B703","v":"Kosten Hilfsenergie [Elektrizität] "}]
[null,null,{"$f":"Begriffe!B688","v":"Mo.-Fr. "},null,null,null,null,null,{"$f":"C13","v":"Mo.-Fr. "}]
[null,null,{"$f":"Begriffe!B689","v":"Samstag"},null,null,null,null,null,{"$f":"C14","v":"Samstag"}]
[null,null,{"$f":"Begriffe!B690","v":"Sonntag"},null,null,null,null,null,{"$f":"C15","v":"Sonntag"}]
[]
[{"$f":"Begriffe!B693","v":"Parameter"},null,{"$f":"Begriffe!B694","v":"Freigabetemperatur (Aussentemp.)"},null,null,null,{"$f":"A17","v":"Parameter"},null,{"$f":"C17","v":"Freigabetemperatur (Aussentemp.)"}]
[null,null,{"$f":"Begriffe!B695","v":"Raumtemperatur"},null,null,null,null,null,{"$f":"C18","v":"Raumtemperatur"},null,null,null,null,null,{"$f":"L51","v":"Nutzenergie"},{"$f":"O51","v":0},{"$f":"Q51","v":0}]
[null,null,null,null,null,null,null,null,null,null,null,null,null,null,{"$f":"L52","v":"Elektrizität Pumpen"},{"$f":"O52","v":0},{"$f":"Q52","v":0}]
[]
[]
[{"$f":"Begriffe!B696","v":"Kältekurve"},null,{"$f":"Begriffe!B697","v":"Aussentemp."},{"$f":"Begriffe!B698","v":"Vorlauftemp."},{"$f":"Begriffe!B699","v":"Vorlauftemp. Anh."},null,{"$f":"A22","v":"Kältekurve"},null,{"$f":"C22","v":"Aussentemp."},{"$f":"D22","v":"Vorlauftemp."},{"$f":"E22","v":"Vorlauftemp. Anh."}]
[]
[]
[]
[]
[]
[]
[null,null,null,null,null,null,null,null,null,null,null,null,null,null,null,{"$f":"Begriffe!B706","v":"Bestehend"},{"$f":"Begriffe!B707","v":"Optimiert"},{"$f":"Begriffe!B708","v":"Einsparung"}]
[null,null,null,null,null,null,null,null,null,null,null,null,null,{"$f":"Begriffe!B704","v":"Nutzenergie"},null,{"$f":"N51","v":0},{"$f":"P51","v":0},{"$f":"P30-Q30","v":0},{"$f":"ROUND(O51,-1)-ROUND(Q51,-1)","v":0},{"$f":"IFERROR(R30/P30,0)","v":0}]
[null,null,null,null,null,null,null,null,null,null,null,null,null,{"$f":"Begriffe!B705","v":"Hilfsenergie"},null,{"$f":"N52","v":0},{"$f":"P52","v":0},{"$f":"P31-Q31","v":0},{"$f":"ROUND(O52,-1)-ROUND(Q52,-1)","v":0},{"$f":"IFERROR(R31/P31,0)","v":0}]
[]
[]
[null,null,null,null,null,null,null,null,null,null,null,{"$f":"Begriffe!B709","v":"Energieverbrauch "}]
[null,null,null,null,null,null,null,null,null,null,null,null,{"$f":"Begriffe!B710","v":"Berechnet"},null,null,{"$f":"P30","v":0}]
[null,null,null,null,null,null,null,null,null,null,null,null,{"$f":"Begriffe!B711","v":"Real"}]
[null,null,null,null,null,null,null,null,null,null,null,{"$f":"Begriffe!B714","v":"Korrekturfaktor"},{"$f":"Begriffe!B713","v":"Abweichung"},null,null,{"$f":"IFERROR(P36/P35,\" \")","v":" "}]
[null,null,null,null,null,null,null,null,null,null,null,null,{"$f":"L37","v":"Korrekturfaktor"},null,null,1]
[]
[null,{"$f":"E17","v":0},{"$f":"E18","v":0},100,null,null,null,{"$f":"K17","v":0},{"$f":"K18","v":0},100]
[null,{"$f":"E17","v":0},{"$f":"C40","v":0},-100,null,null,null,{"$f":"H40","v":0},{"$f":"I40","v":0},-100]
[]
[]
[]
[]
[]
["Eingabe",null,null,null,null,null,null,null,null,null,null,"Ergebnisse"]
["Grundlage Berechnung",null,null,"alt","optimiert",{"$f":"MID(CELL(\"dateiname\",A1),FIND(\"]\",CELL(\"dateiname\",A1))+1,255)","v":"K05"},{"$f":"VLOOKUP(F48,Kühlung!A16:C25,3,FALSE)","v":"nein"},null,"Min",{"$f":"MIN(D23:E26,J23:K26)","v":0},null,"Energieverbrauch ",null,"Bestehend",null,"Optimiert"]
["Kennwerte:","Gekühlte Fläche","[m2]",null,null,null,{"$f":"G53","v":"ja"},null,"Max",{"$f":"MAX(D23:E26,J23:K26)","v":0},null,null,null,"Nutzenergie","Kosten","Nutzenergie","Kosten"]
[null,"Kühlleistung \nbei Aussentemperatur=32°C","[kW]",{"$f":"E4","v":0},{"$f":"D50*(1+(D61-MIN(E61,35))*0.035)","v":{"$error":"#N/A"}},null,null,null,null,null,null,null,null,"[kWh]","[CHF/a]","[kWh]","[CHF/a]"]
[null,"Länge Leitungsnetz gedämmt","[m]",{"$f":"D50*2.2*0.9","v":0},{"$f":"D51","v":0},null,null,null,{"$f":"Grundlagendaten!A98","v":"Klimakälte"},{"$f":"I51","v":"Klimakälte"},null,"Nutzenergie",null,0,0,0,0]
[null,"Länge Leitungsnetz ungedämmt","[m]",{"$f":"D50*2.2*0.1","v":0},{"$f":"D52","v":0},null,{"$f":"Begriffe!B76","v":"nein"},null,{"$f":"Grundlagendaten!A99","v":"Kühlraum"},{"$f":"I52","v":"Kühlraum"},null,"Elektrizität Pumpen",null,0,0,0,0]
[null,"Durchmesser Leitungsnetz","[mm]",{"$f":"IF(E8=\"\",0.1247*D52+ 37.983,VLOOKUP(E8,Grundlagendaten!A39:D53,3,FALSE))","v":37.982999999999997},{"$f":"D53","v":37.982999999999997},null,{"$f":"Begriffe!B77","v":"ja"},null,{"$f":"Grundlagendaten!A100","v":"Tiefkühlraum"},{"$f":"I52","v":"Kühlraum"},null,"Daten für KE"]
[null,"Volumenstrom Gruppe \nbei Aussentemperatur=32°C","[m3/h]",{"$f":"IF(G48=G49,E7,D50/((6)*1.163))","v":0},{"$f":"D54","v":0},null,null,null,{"$f":"Grundlagendaten!A101","v":"Prozesskälte"},{"$f":"I54","v":"Prozesskälte"},null,"BZ","Bestehend","Optimiert"]
[null,"Leistung der Pumpe","[kW]",{"$f":"IF(G48=G49,K4/1000,D50*0.001)","v":0},{"$f":"D55","v":0},null,null,null,null,null,null,"N: Mo-Fr. von","00:00:00","00:00:00"]
[null,"Art der Regulierung",null,"konstanter Volumenstrom",null,null,null,null,null,null,null,"N: Mo-Fr. bis","23:59:00","23:59:00"]
["Regulierung:","Regulierung der Pumpe",null,"Druckdifferenz","Druckdifferenz",null,null,null,null,null,null,"N: Sa von","00:00:00","00:00:00"]
[null,"Regulierung der Raumtemperatur",null,{"$f":"IF(G48=G49,J5,'Berechnung KG'!K15)","v":"Einzelraumregulierung"},{"$f":"D58","v":"Einzelraumregulierung"},null,null,null,null,null,null,"N: Sa bis","23:59:00","23:59:00"]
["Parameter:","Art des Kältebedarfs ",null,{"$f":"VLOOKUP(K6,I51:J54,2,FALSE)","v":{"$error":"#N/A"}},{"$f":"D59","v":{"$error":"#N/A"}},null,null,null,null,null,null,"N: So von","00:00:00","00:00:00"]
[null,"Freigabetemperatur","[°C]",{"$f":"E17","v":0},{"$f":"K17","v":0},null,null,null,null,null,null,"N: So bis","23:59:00","23:59:00"]
[null,"Raumtemperatur","[°C]",{"$f":"IF(G48=G49,E18,VLOOKUP(D59,Grundlagendaten!A98:B101,2,FALSE))","v":{"$error":"#N/A"}},{"$f":"IF(G48=G49,K18,VLOOKUP(E59,Grundlagendaten!A98:B101,2,FALSE))","v":{"$error":"#N/A"}},null,null,null,null,null,null,"E: Mo-Fr. von","00:00:00","00:00:00"]
[null,"Abhängigkeit Betriebsart \"Erhöht\" ",null,"Betriebszeiten",{"$f":"D62","v":"Betriebszeiten"},null,null,null,null,null,null,"E: Mo-Fr. bis","00:00:00","00:00:00"]
["Faktoren für Berechnung","Zeitfaktor Regulierung Druckdifferenz",null,0.8,null,null,null,null,null,null,null,"E: Sa von","00:00:00","00:00:00"]
[null,"Reduktion Raumtemp. bei Einzelraumreg.","K",1,null,null,null,null,null,null,null,"E: Sa bis","00:00:00","00:00:00"]
[null,"Reduktion Max. Leistung bei Prozesskälte",null,1,null,null,null,null,null,null,null,"E: So von","00:00:00","00:00:00"]
[null,"Delta ZUL von internen Lasten","K",4,null,null,null,null,null,null,null,"E: So bis","00:00:00","00:00:00"]
[null,"Reduktionsfaktor Pumpe mit FU",null,0.5,null,null,null,null,null,null,null,null,"Leistung kW",null,"Energieverbrauch kWh",null,"Vorlauftemp. Normal",null,"Vorlauftemp. Erhöht"]
[null,"Korrekturfaktor",null,{"$f":"P38*VLOOKUP(K7,KE!S41:W44,5,FALSE)","v":{"$error":"#N/A"}},null,null,null,null,null,null,null,null,"Bestehend","Optimiert","Bestehend","Optimiert","Bestehend","Optimiert","Bestehend","Optimiert"]
[null,"Anzahl Tage bei Regulierung \"Hand\"","Tage/Jahr",365,null,null,null,null,null,null,null,-25,0,0,{"$error":"#N/A"},{"$error":"#N/A"},0,0,0,0]
[null,"Entfeuchtung ab","g/kg",12,null,null,null,null,null,null,null,-24,0,0,{"$error":"#N/A"},{"$error":"#N/A"},0,0,0,0]
["Betriebszeiten:",null,"Mo - Fr.",null,"Sa",null,"So",null,null,null,null,-23,0,0,{"$error":"#N/A"},{"$error":"#N/A"},0,0,0,0]
["alt",null,"von","bis","von","bis","von","bis",null,null,null,-22,0,0,{"$error":"#N/A"},{"$error":"#N/A"},0,0,0,0]
[null,"Normal","00:00:00",{"$f":"IF(D13=\"\",D81,IF(D13<E13,D13,0))","v":"23:59:00"},"00:00:00",{"$f":"IF(D14=\"\",F81,IF(D14<E14,D14,0))","v":"23:59:00"},"00:00:00",{"$f":"IF(D15=\"\",H81,IF(D15<E15,D15,0))","v":"23:59:00"},null,null,null,-21,0,0,{"$error":"#N/A"},{"$error":"#N/A"},0,0,0,0]
[null,null,{"$f":"E13","v":"00:00:00"},{"$f":"IF(D73=D81,0,IF(D13>E13,D13,\"23:59\"))","v":"00:00:00"},{"$f":"E14","v":"00:00:00"},{"$f":"IF(F73=F81,0,IF(D14>E14,D14,\"23:59\"))","v":"00:00:00"},{"$f":"E15","v":"00:00:00"},{"$f":"IF(H73=H81,0,IF(D15>E15,D15,\"23:59\"))","v":"00:00:00"},null,null,null,-20,0,0,{"$error":"#N/A"},{"$error":"#N/A"},0,0,0,0]
[null,null,null,null,null,null,null,null,null,null,null,-19,0,0,{"$error":"#N/A"},{"$error":"#N/A"},0,0,0,0]
[null,null,null,null,null,null,null,null,null,null,null,-18,0,0,{"$error":"#N/A"},{"$error":"#N/A"},0,0,0,0]
[null,"Erhöht",{"$f":"IF(D13<E13,D13,0)","v":"00:00:00"},{"$f":"E13","v":"00:00:00"},{"$f":"IF(D13<E13,D13,0)","v":"00:00:00"},{"$f":"E14","v":"00:00:00"},{"$f":"IF(D15<E15,D15,0)","v":"00:00:00"},{"$f":"E15","v":"00:00:00"},null,null,null,-17,0,0,{"$error":"#N/A"},{"$error":"#N/A"},0,0,0,0]
[null,null,{"$f":"IF(D13>E13,D13,0)","v":"00:00:00"},{"$f":"IF(C78=0,0,D81)","v":"00:00:00"},{"$f":"IF(D14>E14,D14,0)","v":"00:00:00"},{"$f":"IF(E78=0,0,F81)","v":"00:00:00"},{"$f":"IF(D15>E15,D15,0)","v":"00:00:00"},{"$f":"IF(G78=0,0,H81)","v":"00:00:00"},null,null,null,-16,0,0,{"$error":"#N/A"},{"$error":"#N/A"},0,0,0,0]
[null,null,null,null,null,null,null,null,null,null,null,-15,0,0,{"$error":"#N/A"},{"$error":"#N/A"},0,0,0,0]
[null,null,null,null,null,null,null,null,null,null,null,-14,0,0,{"$error":"#N/A"},{"$error":"#N/A"},0,0,0,0]
[null,"Plausibilitätstest",{"$f":"IF((SUM(D73:D80)-SUM(C73:C80))<1,\"i.O\",\"Zuviele Stunden!\")","v":"i.O"},"23:59:00",{"$f":"IF((SUM(F73:F80)-SUM(E74:E80))<1,\"i.O\",\"Zuviele Stunden!\")","v":"i.O"},{"$f":"D81","v":"23:59:00"},{"$f":"IF((SUM(H73:H80)-SUM(G74:G80))<1,\"i.O\",\"Zuviele Stunden!\")","v":"i.O"},{"$f":"F81","v":"23:59:00"},null,null,null,-13,0,0,{"$error":"#N/A"},{"$error":"#N/A"},0,0,0,0]
["optimiert",null,"Mo - Fr.",null,"Sa",null,"So",null,null,null,null,-12,0,0,{"$error":"#N/A"},{"$error":"#N/A"},0,0,0,0]
[null,null,"von","bis","von","bis","von","bis",null,null,null,-11,0,0,{"$error":"#N/A"},{"$error":"#N/A"},0,0,0,0]
[null,"Normal","00:00:00",{"$f":"IF(J13=\"\",D92,IF(J13<K13,J13,0))","v":"23:59:00"},"00:00:00",{"$f":"IF(J14=\"\",F81,IF(J14<K14,J14,0))","v":"23:59:00"},"00:00:00",{"$f":"IF(J15=\"\",H81,IF(J15<K15,J15,0))","v":"23:59:00"},null,null,null,-10,0,0,{"$error":"#N/A"},{"$error":"#N/A"},0,0,0,0]
[null,null,{"$f":"IF(J13<K13,K13,K13)","v":"00:00:00"},{"$f":"IF(D84=D92,0,IF(J13>K13,J13,\"23:59\"))","v":"00:00:00"},{"$f":"IF(J14<K14,K14,K14)","v":"00:00:00"},{"$f":"IF(F84=F92,0,IF(J14>K14,J14,\"23:59\"))","v":"00:00:00"},{"$f":"K15","v":"00:00:00"},{"$f":"IF(H84=H92,0,IF(J15>K15,J15,\"23:59\"))","v":"00:00:00"},null,null,null,-9,0,0,{"$error":"#N/A"},{"$error":"#N/A"},0,0,0,0]
[null,null,null,null,null,null,null,null,null,null,null,-8,0,0,{"$error":"#N/A"},{"$error":"#N/A"},0,0,0,0]
[null,null,null,null,null,null,null,null,null,null,null,-7,0,0,{"$error":"#N/A"},{"$error":"#N/A"},0,0,0,0]
[null,"Erhöht",{"$f":"IF(J13<K13,J13,0)","v":"00:00:00"},{"$f":"K13","v":"00:00:00"},{"$f":"IF(J13<K13,J13,0)","v":"00:00:00"},{"$f":"K14","v":"00:00:00"},{"$f":"IF(J15<K15,J15,0)","v":"00:00:00"},{"$f":"K15","v":"00:00:00"},null,null,null,-6,0,0,{"$error":"#N/A"},{"$error":"#N/A"},0,0,0,0]
[null,null,{"$f":"IF(J13>K13,J13,0)","v":"00:00:00"},{"$f":"IF(C89=0,0,D92)","v":"00:00:00"},{"$f":"IF(J14>K14,J14,0)","v":"00:00:00"},{"$f":"IF(E89=0,0,F92)","v":"00:00:00"},{"$f":"IF(J15>K15,J15,0)","v":"00:00:00"},{"$f":"IF(G89=0,0,H92)","v":"00:00:00"},null,null,null,-5,0,0,{"$error":"#N/A"},{"$error":"#N/A"},0,0,0,0]
[null,null,null,null,null,null,null,null,null,null,null,-4,0,0,{"$error":"#N/A"},{"$error":"#N/A"},0,0,0,0]
[null,null,null,null,null,null,null,null,null,null,null,-3,0,0,{"$error":"#N/A"},{"$error":"#N/A"},0,0,0,0]
[null,"Plausibilitätstest",{"$f":"IF((SUM(D84:D91)-SUM(C85:C91))<1,\"i.O\",\"Zuviele Stunden!\")","v":"i.O"},{"$f":"D81","v":"23:59:00"},{"$f":"IF((SUM(F84:F91)-SUM(E85:E91))<1,\"i.O\",\"Zuviele Stunden!\")","v":"i.O"},{"$f":"F81","v":"23:59:00"},{"$f":"IF((SUM(H84:H91)-SUM(G85:G91))<1,\"i.O\",\"Zuviele Stunden!\")","v":"i.O"},{"$f":"H81","v":"23:59:00"},null,null,null,-2,0,0,{"$error":"#N/A"},{"$error":"#N/A"},0,0,0,0]
["Kältekurve:","Normal",null,null,"Erhöht",null,null,null,null,null,null,-1,0,0,{"$error":"#N/A"},{"$error":"#N/A"},0,0,0,0]
["alt","tA ","tVL ",null,"tA ","tVL ",null,null,null,null,null,0,0,0,{"$error":"#N/A"},{"$error":"#N/A"},0,0,0,0]
[null,"[°C]","[°C]",null,"[°C]","[°C]",null,null,null,null,null,1,{"$error":"#N/A"},{"$error":"#N/A"},{"$error":"#N/A"},{"$error":"#N/A"},0,0,0,0]
[null,{"$f":"IF($G$48=$G$49,C23,C24-2)","v":-2},{"$f":"IF(G48=G49,D23,D24)","v":0},null,{"$f":"IF($G$48=$G$49,C23,C24-2)","v":-2},{"$f":"IF(G48=G49,E23,E24)","v":0},null,null,null,null,null,2,{"$error":"#N/A"},{"$error":"#N/A"},{"$error":"#N/A"},{"$error":"#N/A"},0,0,0,0]
[null,{"$f":"C24","v":0},{"$f":"D24","v":0},null,{"$f":"C24","v":0},{"$f":"E24","v":0},null,null,null,null,null,3,{"$error":"#N/A"},{"$error":"#N/A"},{"$error":"#N/A"},{"$error":"#N/A"},0,0,0,0]
[null,{"$f":"C25","v":0},{"$f":"D25","v":0},null,{"$f":"C25","v":0},{"$f":"E25","v":0},null,null,null,null,null,4,{"$error":"#N/A"},{"$error":"#N/A"},{"$error":"#N/A"},{"$error":"#N/A"},0,0,0,0]
[null,{"$f":"IF($G$48=$G$49,C26,C25+2)","v":2},{"$f":"IF($G$48=$G$49,D26,D25)","v":0},null,{"$f":"IF($G$48=$G$49,C26,C25+2)","v":2},{"$f":"IF($G$48=$G$49,E26,E25)","v":0},null,null,null,null,null,5,{"$error":"#N/A"},{"$error":"#N/A"},{"$error":"#N/A"},{"$error":"#N/A"},0,0,0,0]
["optimiert","Normal",null,null,"Erhöht",null,null,null,null,null,null,6,{"$error":"#N/A"},{"$error":"#N/A"},{"$error":"#N/A"},{"$error":"#N/A"},0,0,0,0]
[null,"tA ","tVL ",null,"tA ","tVL ",null,null,null,null,null,7,{"$error":"#N/A"},{"$error":"#N/A"},{"$error":"#N/A"},{"$error":"#N/A"},0,0,0,0]
[null,"[°C]","[°C]",null,"[°C]","[°C]",null,null,null,null,null,8,{"$error":"#N/A"},{"$error":"#N/A"},{"$error":"#N/A"},{"$error":"#N/A"},0,0,0,0]
[null,{"$f":"IF($G$48=$G$49,I23,I24-2)","v":-2},{"$f":"IF($G$48=$G$49,J23,J24)","v":0},null,{"$f":"IF($G$48=$G$49,I23,I24-2)","v":-2},{"$f":"IF($G$48=$G$49,K23,K24)","v":0},null,null,null,null,null,9,{"$error":"#N/A"},{"$error":"#N/A"},{"$error":"#N/A"},{"$error":"#N/A"},0,0,0,0]
[null,{"$f":"I24","v":0},{"$f":"J24","v":0},null,{"$f":"I24","v":0},{"$f":"K24","v":0},null,null,null,null,null,10,{"$error":"#N/A"},{"$error":"#N/A"},{"$error":"#N/A"},{"$error":"#N/A"},0,0,0,0]
[null,{"$f":"I25","v":0},{"$f":"J25","v":0},null,{"$f":"I25","v":0},{"$f":"K25","v":0},null,null,null,null,null,11,{"$error":"#N/A"},{"$error":"#N/A"},{"$error":"#N/A"},{"$error":"#N/A"},0,0,0,0]
[null,{"$f":"IF($G$48=$G$49,I26,I25+2)","v":2},{"$f":"IF($G$48=$G$49,J26,J25)","v":0},null,{"$f":"IF($G$48=$G$49,I26,I25+2)","v":2},{"$f":"IF($G$48=$G$49,K26,K25)","v":0},null,null,null,null,null,12,{"$error":"#N/A"},{"$error":"#N/A"},{"$error":"#N/A"},{"$error":"#N/A"},0,0,0,0]
[null,null,null,null,null,null,null,null,null,null,null,13,{"$error":"#N/A"},{"$error":"#N/A"},{"$error":"#N/A"},{"$error":"#N/A"},0,0,0,0]
[null,null,null,null,null,null,null,null,null,null,null,14,{"$error":"#N/A"},{"$error":"#N/A"},{"$error":"#N/A"},{"$error":"#N/A"},0,0,0,0]
[null,null,null,null,null,null,null,null,null,null,null,15,{"$error":"#N/A"},{"$error":"#N/A"},{"$error":"#N/A"},{"$error":"#N/A"},0,0,0,0]
[null,null,null,null,null,null,null,null,null,null,null,16,{"$error":"#N/A"},{"$error":"#N/A"},{"$error":"#N/A"},{"$error":"#N/A"},0,0,0,0]
[null,null,null,null,null,null,null,null,null,null,null,17,{"$error":"#N/A"},{"$error":"#N/A"},{"$error":"#N/A"},{"$error":"#N/A"},0,0,0,0]
[null,null,null,null,null,null,null,null,null,null,null,18,{"$error":"#N/A"},{"$error":"#N/A"},{"$error":"#N/A"},{"$error":"#N/A"},0,0,0,0]
[null,null,null,null,null,null,null,null,null,null,null,19,{"$error":"#N/A"},{"$error":"#N/A"},{"$error":"#N/A"},{"$error":"#N/A"},0,0,0,0]
[null,null,null,null,null,null,null,null,null,null,null,20,{"$error":"#N/A"},{"$error":"#N/A"},{"$error":"#N/A"},{"$error":"#N/A"},0,0,0,0]
[null,null,null,null,null,null,null,null,null,null,null,21,{"$error":"#N/A"},{"$error":"#N/A"},{"$error":"#N/A"},{"$error":"#N/A"},0,0,0,0]
[null,null,null,null,null,null,null,null,null,null,null,22,{"$error":"#N/A"},{"$error":"#N/A"},{"$error":"#N/A"},{"$error":"#N/A"},0,0,0,0]
[null,null,null,null,null,null,null,null,null,null,null,23,{"$error":"#N/A"},{"$error":"#N/A"},{"$error":"#N/A"},{"$error":"#N/A"},0,0,0,0]
[null,null,null,null,null,null,null,null,null,null,null,24,{"$error":"#N/A"},{"$error":"#N/A"},{"$error":"#N/A"},{"$error":"#N/A"},0,0,0,0]
[null,null,null,null,null,null,null,null,null,null,null,25,{"$error":"#N/A"},{"$error":"#N/A"},{"$error":"#N/A"},{"$error":"#N/A"},0,0,0,0]
[null,null,null,null,null,null,null,null,null,null,null,26,{"$error":"#N/A"},{"$error":"#N/A"},{"$error":"#N/A"},{"$error":"#N/A"},0,0,0,0]
[null,null,null,null,null,null,null,null,null,null,null,27,{"$error":"#N/A"},{"$error":"#N/A"},{"$error":"#N/A"},{"$error":"#N/A"},0,0,0,0]
[null,null,null,null,null,null,null,null,null,null,null,28,{"$error":"#N/A"},{"$error":"#N/A"},{"$error":"#N/A"},{"$error":"#N/A"},0,0,0,0]
[null,null,null,null,null,null,null,null,null,null,null,29,{"$error":"#N/A"},{"$error":"#N/A"},{"$error":"#N/A"},{"$error":"#N/A"},0,0,0,0]
[null,null,null,null,null,null,null,null,null,null,null,30,{"$error":"#N/A"},{"$error":"#N/A"},{"$error":"#N/A"},{"$error":"#N/A"},0,0,0,0]
[null,null,null,null,null,null,null,null,null,null,null,31,{"$error":"#N/A"},{"$error":"#N/A"},{"$error":"#N/A"},{"$error":"#N/A"},0,0,0,0]
[null,null,null,null,null,null,null,null,null,null,null,32,{"$error":"#N/A"},{"$error":"#N/A"},{"$error":"#N/A"},{"$error":"#N/A"},0,0,0,0]
[null,null,null,null,null,null,null,null,null,null,null,33,{"$error":"#N/A"},{"$error":"#N/A"},{"$error":"#N/A"},{"$error":"#N/A"},0,0,0,0]
[null,null,null,null,null,null,null,null,null,null,null,34,{"$error":"#N/A"},{"$error":"#N/A"},{"$error":"#N/A"},{"$error":"#N/A"},0,0,0,0]
[null,null,null,null,null,null,null,null,null,null,null,35,{"$error":"#N/A"},{"$error":"#N/A"},{"$error":"#N/A"},{"$error":"#N/A"},0,0,0,0]

{"sheet":"K06","index":36,"n_rows":129,"n_cols":22,"rows_kept":129,"cut":false,"hidden":true,"merged":[[19,2,19,3],[18,8,18,9],[18,2,18,3],[0,8,0,9],[0,19,0,20],[3,11,7,21],[4,9,4,10],[19,8,19,9]]}
[{"$f":"Begriffe!B668&\" \"&Kühlung!B21&\" \"&Begriffe!B669 &\" (\"&Kühlung!R21&\")\"","v":"Kältegruppe  Detail ()"},null,null,null,"Status",{"$f":"IF(OR(E4=\"\",E7=\"\",K4=\"\",J5=\"\",K6=\"\",K7=\"\",E17=\"\",E18=\"\",K17=\"\",K18=\"\",C23=\"\",C24=\"\",C25=\"\",C26=\"\",D23=\"\",D24=\"\",D25=\"\",D26=\"\",E23=\"\",E24=\"\",E25=\"\",E26=\"\",I23=\"\",I24=\"\",I25=\"\",I26=\"\",J23=\"\",J24=\"\",J25=\"\",J26=\"\",K23=\"\",K24=\"\",K25=\"\",K26=\"\"),1,0)","v":1},null,"Verantwortlicher",null,null,{"$f":"Einführung!K1","v":"V 1.0.0"},{"$f":"A1","v":"Kältegruppe  Detail ()"},null,null,null,null,null,null,{"$f":"H1","v":"Verantwortlicher"},{"$f":"I1","v":0},null,{"$f":"Einführung!K1","v":"V 1.0.0"}]
[]
[{"$f":"Begriffe!B672","v":"Technische Daten"},null,null,null,null,null,null,null,null,null,null,{"$f":"Begriffe!B700","v":"Hinweise"}]
[{"$f":"Begriffe!B673","v":"Kälteleistung Kältegruppe"},null,null,{"$f":"IFERROR(ABS(IF((E5-E6)*E7*1.163=0,\"\",(E5-E6)*E7*1.163)),\"\")","v":""},null,null,{"$f":"Begriffe!B678","v":"max. Leistungsaufnahme Pumpe"}]
[{"$f":"Begriffe!B674","v":"Vorlauftemperatur bei Auslegung"},null,null,null,null,null,{"$f":"Begriffe!B679","v":"Art der Raumregulierung"}]
[{"$f":"Begriffe!B675","v":"Rücklauftemperatur bei Auslegung"},null,null,null,null,null,{"$f":"Begriffe!B683","v":"Art des Kältebedarfs "}]
[{"$f":"Begriffe!B676","v":"Volumenstrom"},null,null,{"$f":"IFERROR(ABS(IF(0=E4/((E5-E6)*1.163),\"\",E4/((E5-E6)*1.163))),\"\")","v":""},null,null,{"$f":"Begriffe!B684","v":"Kälteerzeuger"}]
[{"$f":"Begriffe!B677","v":"Rohrdimension (Schätzung Kälteleistung)"},null,null,{"$f":"IFERROR(IF(E8=\"\",\"\",0.0024*E8^2.4632),\"\")","v":""}]
[]
[{"$f":"Begriffe!B685","v":"Bestehend"},null,null,null,null,null,{"$f":"Begriffe!B686","v":"Optimiert"},null,null,null,null,{"$f":"Begriffe!B701","v":"Energieverbrauch und Energiekosten"}]
[]
[{"$f":"Begriffe!B687","v":"Betriebszeiten Vorlauftemp. Anhebung"},null,null,{"$f":"Begriffe!B691","v":"von"},{"$f":"Begriffe!B692","v":"bis"},null,{"$f":"A12","v":"Betriebszeiten Vorlauftemp. Anhebung"},null,null,{"$f":"D12","v":"von"},{"$f":"E12","v":"bis"},null,{"$f":"Begriffe!B702","v":"Kosten Nutzenergie"},null,null,null,null,{"$f":"Begriffe!B703","v":"Kosten Hilfsenergie [Elektrizität] "}]
[null,null,{"$f":"Begriffe!B688","v":"Mo.-Fr. "},null,null,null,null,null,{"$f":"C13","v":"Mo.-Fr. "}]
[null,null,{"$f":"Begriffe!B689","v":"Samstag"},null,null,null,null,null,{"$f":"C14","v":"Samstag"}]
[null,null,{"$f":"Begriffe!B690","v":"Sonntag"},null,null,null,null,null,{"$f":"C15","v":"Sonntag"}]
[]
[{"$f":"Begriffe!B693","v":"Parameter"},null,{"$f":"Begriffe!B694","v":"Freigabetemperatur (Aussentemp.)"},null,null,null,{"$f":"A17","v":"Parameter"},null,{"$f":"C17","v":"Freigabetemperatur (Aussentemp.)"}]
[null,null,{"$f":"Begriffe!B695","v":"Raumtemperatur"},null,null,null,null,null,{"$f":"C18","v":"Raumtemperatur"},null,null,null,null,null,{"$f":"L51","v":"Nutzenergie"},{"$f":"O51","v":0},{"$f":"Q51","v":0}]
[null,null,null,null,null,null,null,null,null,null,null,null,null,null,{"$f":"L52","v":"Elektrizität Pumpen"},{"$f":"O52","v":0},{"$f":"Q52","v":0}]
[]
[]
[{"$f":"Begriffe!B696","v":"Kältekurve"},null,{"$f":"Begriffe!B697","v":"Aussentemp."},{"$f":"Begriffe!B698","v":"Vorlauftemp."},{"$f":"Begriffe!B699","v":"Vorlauftemp. Anh."},null,{"$f":"A22","v":"Kältekurve"},null,{"$f":"C22","v":"Aussentemp."},{"$f":"D22","v":"Vorlauftemp."},{"$f":"E22","v":"Vorlauftemp. Anh."}]
[]
[]
[]
[]
[]
[]
[null,null,null,null,null,null,null,null,null,null,null,null,null,null,null,{"$f":"Begriffe!B706","v":"Bestehend"},{"$f":"Begriffe!B707","v":"Optimiert"},{"$f":"Begriffe!B708","v":"Einsparung"}]
[null,null,null,null,null,null,null,null,null,null,null,null,null,{"$f":"Begriffe!B704","v":"Nutzenergie"},null,{"$f":"N51","v":0},{"$f":"P51","v":0},{"$f":"P30-Q30","v":0},{"$f":"ROUND(O51,-1)-ROUND(Q51,-1)","v":0},{"$f":"IFERROR(R30/P30,0)","v":0}]
[null,null,null,null,null,null,null,null,null,null,null,null,null,{"$f":"Begriffe!B705","v":"Hilfsenergie"},null,{"$f":"N52","v":0},{"$f":"P52","v":0},{"$f":"P31-Q31","v":0},{"$f":"ROUND(O52,-1)-ROUND(Q52,-1)","v":0},{"$f":"IFERROR(R31/P31,0)","v":0}]
[]
[]
[null,null,null,null,null,null,null,null,null,null,null,{"$f":"Begriffe!B709","v":"Energieverbrauch "}]
[null,null,null,null,null,null,null,null,null,null,null,null,{"$f":"Begriffe!B710","v":"Berechnet"},null,null,{"$f":"P30","v":0}]
[null,null,null,null,null,null,null,null,null,null,null,null,{"$f":"Begriffe!B711","v":"Real"}]
[null,null,null,null,null,null,null,null,null,null,null,{"$f":"Begriffe!B714","v":"Korrekturfaktor"},{"$f":"Begriffe!B713","v":"Abweichung"},null,null,{"$f":"IFERROR(P36/P35,\" \")","v":" "}]
[null,null,null,null,null,null,null,null,null,null,null,null,{"$f":"L37","v":"Korrekturfaktor"},null,null,1]
[]
[null,{"$f":"E17","v":0},{"$f":"E18","v":0},100,null,null,null,{"$f":"K17","v":0},{"$f":"K18","v":0},100]
[null,{"$f":"E17","v":0},{"$f":"C40","v":0},-100,null,null,null,{"$f":"H40","v":0},{"$f":"I40","v":0},-100]
[]
[]
[]
[]
[]
["Eingabe",null,null,null,null,null,null,null,null,null,null,"Ergebnisse"]
["Grundlage Berechnung",null,null,"alt","optimiert",{"$f":"MID(CELL(\"dateiname\",A1),FIND(\"]\",CELL(\"dateiname\",A1))+1,255)","v":"K06"},{"$f":"VLOOKUP(F48,Kühlung!A16:C25,3,FALSE)","v":"nein"},null,"Min",{"$f":"MIN(D23:E26,J23:K26)","v":0},null,"Energieverbrauch ",null,"Bestehend",null,"Optimiert"]
["Kennwerte:","Gekühlte Fläche","[m2]",null,null,null,{"$f":"G53","v":"ja"},null,"Max",{"$f":"MAX(D23:E26,J23:K26)","v":0},null,null,null,"Nutzenergie","Kosten","Nutzenergie","Kosten"]
[null,"Kühlleistung \nbei Aussentemperatur=32°C","[kW]",{"$f":"E4","v":0},{"$f":"D50*(1+(D61-MIN(E61,35))*0.035)","v":{"$error":"#N/A"}},null,null,null,null,null,null,null,null,"[kWh]","[CHF/a]","[kWh]","[CHF/a]"]
[null,"Länge Leitungsnetz gedämmt","[m]",{"$f":"D50*2.2*0.9","v":0},{"$f":"D51","v":0},null,null,null,{"$f":"Grundlagendaten!A98","v":"Klimakälte"},{"$f":"I51","v":"Klimakälte"},null,"Nutzenergie",null,0,0,0,0]
[null,"Länge Leitungsnetz ungedämmt","[m]",{"$f":"D50*2.2*0.1","v":0},{"$f":"D52","v":0},null,{"$f":"Begriffe!B76","v":"nein"},null,{"$f":"Grundlagendaten!A99","v":"Kühlraum"},{"$f":"I52","v":"Kühlraum"},null,"Elektrizität Pumpen",null,0,0,0,0]
[null,"Durchmesser Leitungsnetz","[mm]",{"$f":"IF(E8=\"\",0.1247*D52+ 37.983,VLOOKUP(E8,Grundlagendaten!A39:D53,3,FALSE))","v":37.982999999999997},{"$f":"D53","v":37.982999999999997},null,{"$f":"Begriffe!B77","v":"ja"},null,{"$f":"Grundlagendaten!A100","v":"Tiefkühlraum"},{"$f":"I52","v":"Kühlraum"},null,"Daten für KE"]
[null,"Volumenstrom Gruppe \nbei Aussentemperatur=32°C","[m3/h]",{"$f":"IF(G48=G49,E7,D50/((6)*1.163))","v":0},{"$f":"D54","v":0},null,null,null,{"$f":"Grundlagendaten!A101","v":"Prozesskälte"},{"$f":"I54","v":"Prozesskälte"},null,"BZ","Bestehend","Optimiert"]
[null,"Leistung der Pumpe","[kW]",{"$f":"IF(G48=G49,K4/1000,D50*0.001)","v":0},{"$f":"D55","v":0},null,null,null,null,null,null,"N: Mo-Fr. von","00:00:00","00:00:00"]
[null,"Art der Regulierung",null,"konstanter Volumenstrom",null,null,null,null,null,null,null,"N: Mo-Fr. bis","23:59:00","23:59:00"]
["Regulierung:","Regulierung der Pumpe",null,"Druckdifferenz","Druckdifferenz",null,null,null,null,null,null,"N: Sa von","00:00:00","00:00:00"]
[null,"Regulierung der Raumtemperatur",null,{"$f":"IF(G48=G49,J5,'Berechnung KG'!K15)","v":"Einzelraumregulierung"},{"$f":"D58","v":"Einzelraumregulierung"},null,null,null,null,null,null,"N: Sa bis","23:59:00","23:59:00"]
["Parameter:","Art des Kältebedarfs ",null,{"$f":"VLOOKUP(K6,I51:J54,2,FALSE)","v":{"$error":"#N/A"}},{"$f":"D59","v":{"$error":"#N/A"}},null,null,null,null,null,null,"N: So von","00:00:00","00:00:00"]
[null,"Freigabetemperatur","[°C]",{"$f":"E17","v":0},{"$f":"K17","v":0},null,null,null,null,null,null,"N: So bis","23:59:00","23:59:00"]
[null,"Raumtemperatur","[°C]",{"$f":"IF(G48=G49,E18,VLOOKUP(D59,Grundlagendaten!A98:B101,2,FALSE))","v":{"$error":"#N/A"}},{"$f":"IF(G48=G49,K18,VLOOKUP(E59,Grundlagendaten!A98:B101,2,FALSE))","v":{"$error":"#N/A"}},null,null,null,null,null,null,"E: Mo-Fr. von","00:00:00","00:00:00"]
[null,"Abhängigkeit Betriebsart \"Erhöht\" ",null,"Betriebszeiten",{"$f":"D62","v":"Betriebszeiten"},null,null,null,null,null,null,"E: Mo-Fr. bis","00:00:00","00:00:00"]
["Faktoren für Berechnung","Zeitfaktor Regulierung Druckdifferenz",null,0.8,null,null,null,null,null,null,null,"E: Sa von","00:00:00","00:00:00"]
[null,"Reduktion Raumtemp. bei Einzelraumreg.","K",1,null,null,null,null,null,null,null,"E: Sa bis","00:00:00","00:00:00"]
[null,"Reduktion Max. Leistung bei Prozesskälte",null,1,null,null,null,null,null,null,null,"E: So von","00:00:00","00:00:00"]
[null,"Delta ZUL von internen Lasten","K",4,null,null,null,null,null,null,null,"E: So bis","00:00:00","00:00:00"]
[null,"Reduktionsfaktor Pumpe mit FU",null,0.5,null,null,null,null,null,null,null,null,"Leistung kW",null,"Energieverbrauch kWh",null,"Vorlauftemp. Normal",null,"Vorlauftemp. Erhöht"]
[null,"Korrekturfaktor",null,{"$f":"P38*VLOOKUP(K7,KE!S41:W44,5,FALSE)","v":{"$error":"#N/A"}},null,null,null,null,null,null,null,null,"Bestehend","Optimiert","Bestehend","Optimiert","Bestehend","Optimiert","Bestehend","Optimiert"]
[null,"Anzahl Tage bei Regulierung \"Hand\"","Tage/Jahr",365,null,null,null,null,null,null,null,-25,0,0,{"$error":"#N/A"},{"$error":"#N/A"},0,0,0,0]
[null,"Entfeuchtung ab","g/kg",12,null,null,null,null,null,null,null,-24,0,0,{"$error":"#N/A"},{"$error":"#N/A"},0,0,0,0]
["Betriebszeiten:",null,"Mo - Fr.",null,"Sa",null,"So",null,null,null,null,-23,0,0,{"$error":"#N/A"},{"$error":"#N/A"},0,0,0,0]
["alt",null,"von","bis","von","bis","von","bis",null,null,null,-22,0,0,{"$error":"#N/A"},{"$error":"#N/A"},0,0,0,0]
[null,"Normal","00:00:00",{"$f":"IF(D13=\"\",D81,IF(D13<E13,D13,0))","v":"23:59:00"},"00:00:00",{"$f":"IF(D14=\"\",F81,IF(D14<E14,D14,0))","v":"23:59:00"},"00:00:00",{"$f":"IF(D15=\"\",H81,IF(D15<E15,D15,0))","v":"23:59:00"},null,null,null,-21,0,0,{"$error":"#N/A"},{"$error":"#N/A"},0,0,0,0]
[null,null,{"$f":"E13","v":"00:00:00"},{"$f":"IF(D73=D81,0,IF(D13>E13,D13,\"23:59\"))","v":"00:00:00"},{"$f":"E14","v":"00:00:00"},{"$f":"IF(F73=F81,0,IF(D14>E14,D14,\"23:59\"))","v":"00:00:00"},{"$f":"E15","v":"00:00:00"},{"$f":"IF(H73=H81,0,IF(D15>E15,D15,\"23:59\"))","v":"00:00:00"},null,null,null,-20,0,0,{"$error":"#N/A"},{"$error":"#N/A"},0,0,0,0]
[null,null,null,null,null,null,null,null,null,null,null,-19,0,0,{"$error":"#N/A"},{"$error":"#N/A"},0,0,0,0]
[null,null,null,null,null,null,null,null,null,null,null,-18,0,0,{"$error":"#N/A"},{"$error":"#N/A"},0,0,0,0]
[null,"Erhöht",{"$f":"IF(D13<E13,D13,0)","v":"00:00:00"},{"$f":"E13","v":"00:00:00"},{"$f":"IF(D13<E13,D13,0)","v":"00:00:00"},{"$f":"E14","v":"00:00:00"},{"$f":"IF(D15<E15,D15,0)","v":"00:00:00"},{"$f":"E15","v":"00:00:00"},null,null,null,-17,0,0,{"$error":"#N/A"},{"$error":"#N/A"},0,0,0,0]
[null,null,{"$f":"IF(D13>E13,D13,0)","v":"00:00:00"},{"$f":"IF(C78=0,0,D81)","v":"00:00:00"},{"$f":"IF(D14>E14,D14,0)","v":"00:00:00"},{"$f":"IF(E78=0,0,F81)","v":"00:00:00"},{"$f":"IF(D15>E15,D15,0)","v":"00:00:00"},{"$f":"IF(G78=0,0,H81)","v":"00:00:00"},null,null,null,-16,0,0,{"$error":"#N/A"},{"$error":"#N/A"},0,0,0,0]
[null,null,null,null,null,null,null,null,null,null,null,-15,0,0,{"$error":"#N/A"},{"$error":"#N/A"},0,0,0,0]
[null,null,null,null,null,null,null,null,null,null,null,-14,0,0,{"$error":"#N/A"},{"$error":"#N/A"},0,0,0,0]
[null,"Plausibilitätstest",{"$f":"IF((SUM(D73:D80)-SUM(C73:C80))<1,\"i.O\",\"Zuviele Stunden!\")","v":"i.O"},"23:59:00",{"$f":"IF((SUM(F73:F80)-SUM(E74:E80))<1,\"i.O\",\"Zuviele Stunden!\")","v":"i.O"},{"$f":"D81","v":"23:59:00"},{"$f":"IF((SUM(H73:H80)-SUM(G74:G80))<1,\"i.O\",\"Zuviele Stunden!\")","v":"i.O"},{"$f":"F81","v":"23:59:00"},null,null,null,-13,0,0,{"$error":"#N/A"},{"$error":"#N/A"},0,0,0,0]
["optimiert",null,"Mo - Fr.",null,"Sa",null,"So",null,null,null,null,-12,0,0,{"$error":"#N/A"},{"$error":"#N/A"},0,0,0,0]
[null,null,"von","bis","von","bis","von","bis",null,null,null,-11,0,0,{"$error":"#N/A"},{"$error":"#N/A"},0,0,0,0]
[null,"Normal","00:00:00",{"$f":"IF(J13=\"\",D92,IF(J13<K13,J13,0))","v":"23:59:00"},"00:00:00",{"$f":"IF(J14=\"\",F81,IF(J14<K14,J14,0))","v":"23:59:00"},"00:00:00",{"$f":"IF(J15=\"\",H81,IF(J15<K15,J15,0))","v":"23:59:00"},null,null,null,-10,0,0,{"$error":"#N/A"},{"$error":"#N/A"},0,0,0,0]
[null,null,{"$f":"IF(J13<K13,K13,K13)","v":"00:00:00"},{"$f":"IF(D84=D92,0,IF(J13>K13,J13,\"23:59\"))","v":"00:00:00"},{"$f":"IF(J14<K14,K14,K14)","v":"00:00:00"},{"$f":"IF(F84=F92,0,IF(J14>K14,J14,\"23:59\"))","v":"00:00:00"},{"$f":"K15","v":"00:00:00"},{"$f":"IF(H84=H92,0,IF(J15>K15,J15,\"23:59\"))","v":"00:00:00"},null,null,null,-9,0,0,{"$error":"#N/A"},{"$error":"#N/A"},0,0,0,0]
[null,null,null,null,null,null,null,null,null,null,null,-8,0,0,{"$error":"#N/A"},{"$error":"#N/A"},0,0,0,0]
[null,null,null,null,null,null,null,null,null,null,null,-7,0,0,{"$error":"#N/A"},{"$error":"#N/A"},0,0,0,0]
[null,"Erhöht",{"$f":"IF(J13<K13,J13,0)","v":"00:00:00"},{"$f":"K13","v":"00:00:00"},{"$f":"IF(J13<K13,J13,0)","v":"00:00:00"},{"$f":"K14","v":"00:00:00"},{"$f":"IF(J15<K15,J15,0)","v":"00:00:00"},{"$f":"K15","v":"00:00:00"},null,null,null,-6,0,0,{"$error":"#N/A"},{"$error":"#N/A"},0,0,0,0]
[null,null,{"$f":"IF(J13>K13,J13,0)","v":"00:00:00"},{"$f":"IF(C89=0,0,D92)","v":"00:00:00"},{"$f":"IF(J14>K14,J14,0)","v":"00:00:00"},{"$f":"IF(E89=0,0,F92)","v":"00:00:00"},{"$f":"IF(J15>K15,J15,0)","v":"00:00:00"},{"$f":"IF(G89=0,0,H92)","v":"00:00:00"},null,null,null,-5,0,0,{"$error":"#N/A"},{"$error":"#N/A"},0,0,0,0]
[null,null,null,null,null,null,null,null,null,null,null,-4,0,0,{"$error":"#N/A"},{"$error":"#N/A"},0,0,0,0]
[null,null,null,null,null,null,null,null,null,null,null,-3,0,0,{"$error":"#N/A"},{"$error":"#N/A"},0,0,0,0]
[null,"Plausibilitätstest",{"$f":"IF((SUM(D84:D91)-SUM(C85:C91))<1,\"i.O\",\"Zuviele Stunden!\")","v":"i.O"},{"$f":"D81","v":"23:59:00"},{"$f":"IF((SUM(F84:F91)-SUM(E85:E91))<1,\"i.O\",\"Zuviele Stunden!\")","v":"i.O"},{"$f":"F81","v":"23:59:00"},{"$f":"IF((SUM(H84:H91)-SUM(G85:G91))<1,\"i.O\",\"Zuviele Stunden!\")","v":"i.O"},{"$f":"H81","v":"23:59:00"},null,null,null,-2,0,0,{"$error":"#N/A"},{"$error":"#N/A"},0,0,0,0]
["Kältekurve:","Normal",null,null,"Erhöht",null,null,null,null,null,null,-1,0,0,{"$error":"#N/A"},{"$error":"#N/A"},0,0,0,0]
["alt","tA ","tVL ",null,"tA ","tVL ",null,null,null,null,null,0,0,0,{"$error":"#N/A"},{"$error":"#N/A"},0,0,0,0]
[null,"[°C]","[°C]",null,"[°C]","[°C]",null,null,null,null,null,1,{"$error":"#N/A"},{"$error":"#N/A"},{"$error":"#N/A"},{"$error":"#N/A"},0,0,0,0]
[null,{"$f":"IF($G$48=$G$49,C23,C24-2)","v":-2},{"$f":"IF(G48=G49,D23,D24)","v":0},null,{"$f":"IF($G$48=$G$49,C23,C24-2)","v":-2},{"$f":"IF(G48=G49,E23,E24)","v":0},null,null,null,null,null,2,{"$error":"#N/A"},{"$error":"#N/A"},{"$error":"#N/A"},{"$error":"#N/A"},0,0,0,0]
[null,{"$f":"C24","v":0},{"$f":"D24","v":0},null,{"$f":"C24","v":0},{"$f":"E24","v":0},null,null,null,null,null,3,{"$error":"#N/A"},{"$error":"#N/A"},{"$error":"#N/A"},{"$error":"#N/A"},0,0,0,0]
[null,{"$f":"C25","v":0},{"$f":"D25","v":0},null,{"$f":"C25","v":0},{"$f":"E25","v":0},null,null,null,null,null,4,{"$error":"#N/A"},{"$error":"#N/A"},{"$error":"#N/A"},{"$error":"#N/A"},0,0,0,0]
[null,{"$f":"IF($G$48=$G$49,C26,C25+2)","v":2},{"$f":"IF($G$48=$G$49,D26,D25)","v":0},null,{"$f":"IF($G$48=$G$49,C26,C25+2)","v":2},{"$f":"IF($G$48=$G$49,E26,E25)","v":0},null,null,null,null,null,5,{"$error":"#N/A"},{"$error":"#N/A"},{"$error":"#N/A"},{"$error":"#N/A"},0,0,0,0]
["optimiert","Normal",null,null,"Erhöht",null,null,null,null,null,null,6,{"$error":"#N/A"},{"$error":"#N/A"},{"$error":"#N/A"},{"$error":"#N/A"},0,0,0,0]
[null,"tA ","tVL ",null,"tA ","tVL ",null,null,null,null,null,7,{"$error":"#N/A"},{"$error":"#N/A"},{"$error":"#N/A"},{"$error":"#N/A"},0,0,0,0]
[null,"[°C]","[°C]",null,"[°C]","[°C]",null,null,null,null,null,8,{"$error":"#N/A"},{"$error":"#N/A"},{"$error":"#N/A"},{"$error":"#N/A"},0,0,0,0]
[null,{"$f":"IF($G$48=$G$49,I23,I24-2)","v":-2},{"$f":"IF($G$48=$G$49,J23,J24)","v":0},null,{"$f":"IF($G$48=$G$49,I23,I24-2)","v":-2},{"$f":"IF($G$48=$G$49,K23,K24)","v":0},null,null,null,null,null,9,{"$error":"#N/A"},{"$error":"#N/A"},{"$error":"#N/A"},{"$error":"#N/A"},0,0,0,0]
[null,{"$f":"I24","v":0},{"$f":"J24","v":0},null,{"$f":"I24","v":0},{"$f":"K24","v":0},null,null,null,null,null,10,{"$error":"#N/A"},{"$error":"#N/A"},{"$error":"#N/A"},{"$error":"#N/A"},0,0,0,0]
[null,{"$f":"I25","v":0},{"$f":"J25","v":0},null,{"$f":"I25","v":0},{"$f":"K25","v":0},null,null,null,null,null,11,{"$error":"#N/A"},{"$error":"#N/A"},{"$error":"#N/A"},{"$error":"#N/A"},0,0,0,0]
[null,{"$f":"IF($G$48=$G$49,I26,I25+2)","v":2},{"$f":"IF($G$48=$G$49,J26,J25)","v":0},null,{"$f":"IF($G$48=$G$49,I26,I25+2)","v":2},{"$f":"IF($G$48=$G$49,K26,K25)","v":0},null,null,null,null,null,12,{"$error":"#N/A"},{"$error":"#N/A"},{"$error":"#N/A"},{"$error":"#N/A"},0,0,0,0]
[null,null,null,null,null,null,null,null,null,null,null,13,{"$error":"#N/A"},{"$error":"#N/A"},{"$error":"#N/A"},{"$error":"#N/A"},0,0,0,0]
[null,null,null,null,null,null,null,null,null,null,null,14,{"$error":"#N/A"},{"$error":"#N/A"},{"$error":"#N/A"},{"$error":"#N/A"},0,0,0,0]
[null,null,null,null,null,null,null,null,null,null,null,15,{"$error":"#N/A"},{"$error":"#N/A"},{"$error":"#N/A"},{"$error":"#N/A"},0,0,0,0]
[null,null,null,null,null,null,null,null,null,null,null,16,{"$error":"#N/A"},{"$error":"#N/A"},{"$error":"#N/A"},{"$error":"#N/A"},0,0,0,0]
[null,null,null,null,null,null,null,null,null,null,null,17,{"$error":"#N/A"},{"$error":"#N/A"},{"$error":"#N/A"},{"$error":"#N/A"},0,0,0,0]
[null,null,null,null,null,null,null,null,null,null,null,18,{"$error":"#N/A"},{"$error":"#N/A"},{"$error":"#N/A"},{"$error":"#N/A"},0,0,0,0]
[null,null,null,null,null,null,null,null,null,null,null,19,{"$error":"#N/A"},{"$error":"#N/A"},{"$error":"#N/A"},{"$error":"#N/A"},0,0,0,0]
[null,null,null,null,null,null,null,null,null,null,null,20,{"$error":"#N/A"},{"$error":"#N/A"},{"$error":"#N/A"},{"$error":"#N/A"},0,0,0,0]
[null,null,null,null,null,null,null,null,null,null,null,21,{"$error":"#N/A"},{"$error":"#N/A"},{"$error":"#N/A"},{"$error":"#N/A"},0,0,0,0]
[null,null,null,null,null,null,null,null,null,null,null,22,{"$error":"#N/A"},{"$error":"#N/A"},{"$error":"#N/A"},{"$error":"#N/A"},0,0,0,0]
[null,null,null,null,null,null,null,null,null,null,null,23,{"$error":"#N/A"},{"$error":"#N/A"},{"$error":"#N/A"},{"$error":"#N/A"},0,0,0,0]
[null,null,null,null,null,null,null,null,null,null,null,24,{"$error":"#N/A"},{"$error":"#N/A"},{"$error":"#N/A"},{"$error":"#N/A"},0,0,0,0]
[null,null,null,null,null,null,null,null,null,null,null,25,{"$error":"#N/A"},{"$error":"#N/A"},{"$error":"#N/A"},{"$error":"#N/A"},0,0,0,0]
[null,null,null,null,null,null,null,null,null,null,null,26,{"$error":"#N/A"},{"$error":"#N/A"},{"$error":"#N/A"},{"$error":"#N/A"},0,0,0,0]
[null,null,null,null,null,null,null,null,null,null,null,27,{"$error":"#N/A"},{"$error":"#N/A"},{"$error":"#N/A"},{"$error":"#N/A"},0,0,0,0]
[null,null,null,null,null,null,null,null,null,null,null,28,{"$error":"#N/A"},{"$error":"#N/A"},{"$error":"#N/A"},{"$error":"#N/A"},0,0,0,0]
[null,null,null,null,null,null,null,null,null,null,null,29,{"$error":"#N/A"},{"$error":"#N/A"},{"$error":"#N/A"},{"$error":"#N/A"},0,0,0,0]
[null,null,null,null,null,null,null,null,null,null,null,30,{"$error":"#N/A"},{"$error":"#N/A"},{"$error":"#N/A"},{"$error":"#N/A"},0,0,0,0]
[null,null,null,null,null,null,null,null,null,null,null,31,{"$error":"#N/A"},{"$error":"#N/A"},{"$error":"#N/A"},{"$error":"#N/A"},0,0,0,0]
[null,null,null,null,null,null,null,null,null,null,null,32,{"$error":"#N/A"},{"$error":"#N/A"},{"$error":"#N/A"},{"$error":"#N/A"},0,0,0,0]
[null,null,null,null,null,null,null,null,null,null,null,33,{"$error":"#N/A"},{"$error":"#N/A"},{"$error":"#N/A"},{"$error":"#N/A"},0,0,0,0]
[null,null,null,null,null,null,null,null,null,null,null,34,{"$error":"#N/A"},{"$error":"#N/A"},{"$error":"#N/A"},{"$error":"#N/A"},0,0,0,0]
[null,null,null,null,null,null,null,null,null,null,null,35,{"$error":"#N/A"},{"$error":"#N/A"},{"$error":"#N/A"},{"$error":"#N/A"},0,0,0,0]

{"sheet":"K07","index":37,"n_rows":129,"n_cols":22,"rows_kept":129,"cut":false,"hidden":true,"merged":[[19,2,19,3],[18,8,18,9],[18,2,18,3],[0,8,0,9],[0,19,0,20],[3,11,7,21],[4,9,4,10],[19,8,19,9]]}
[{"$f":"Begriffe!B668&\" \"&Kühlung!B22&\" \"&Begriffe!B669 &\" (\"&Kühlung!R22&\")\"","v":"Kältegruppe  Detail ()"},null,null,null,"Status",{"$f":"IF(OR(E4=\"\",E7=\"\",K4=\"\",J5=\"\",K6=\"\",K7=\"\",E17=\"\",E18=\"\",K17=\"\",K18=\"\",C23=\"\",C24=\"\",C25=\"\",C26=\"\",D23=\"\",D24=\"\",D25=\"\",D26=\"\",E23=\"\",E24=\"\",E25=\"\",E26=\"\",I23=\"\",I24=\"\",I25=\"\",I26=\"\",J23=\"\",J24=\"\",J25=\"\",J26=\"\",K23=\"\",K24=\"\",K25=\"\",K26=\"\"),1,0)","v":1},null,"Verantwortlicher",null,null,{"$f":"Einführung!K1","v":"V 1.0.0"},{"$f":"A1","v":"Kältegruppe  Detail ()"},null,null,null,null,null,null,{"$f":"H1","v":"Verantwortlicher"},{"$f":"I1","v":0},null,{"$f":"Einführung!K1","v":"V 1.0.0"}]
[]
[{"$f":"Begriffe!B672","v":"Technische Daten"},null,null,null,null,null,null,null,null,null,null,{"$f":"Begriffe!B700","v":"Hinweise"}]
[{"$f":"Begriffe!B673","v":"Kälteleistung Kältegruppe"},null,null,{"$f":"IFERROR(ABS(IF((E5-E6)*E7*1.163=0,\"\",(E5-E6)*E7*1.163)),\"\")","v":""},null,null,{"$f":"Begriffe!B678","v":"max. Leistungsaufnahme Pumpe"}]
[{"$f":"Begriffe!B674","v":"Vorlauftemperatur bei Auslegung"},null,null,null,null,null,{"$f":"Begriffe!B679","v":"Art der Raumregulierung"}]
[{"$f":"Begriffe!B675","v":"Rücklauftemperatur bei Auslegung"},null,null,null,null,null,{"$f":"Begriffe!B683","v":"Art des Kältebedarfs "}]
[{"$f":"Begriffe!B676","v":"Volumenstrom"},null,null,{"$f":"IFERROR(ABS(IF(0=E4/((E5-E6)*1.163),\"\",E4/((E5-E6)*1.163))),\"\")","v":""},null,null,{"$f":"Begriffe!B684","v":"Kälteerzeuger"}]
[{"$f":"Begriffe!B677","v":"Rohrdimension (Schätzung Kälteleistung)"},null,null,{"$f":"IFERROR(IF(E8=\"\",\"\",0.0024*E8^2.4632),\"\")","v":""}]
[]
[{"$f":"Begriffe!B685","v":"Bestehend"},null,null,null,null,null,{"$f":"Begriffe!B686","v":"Optimiert"},null,null,null,null,{"$f":"Begriffe!B701","v":"Energieverbrauch und Energiekosten"}]
[]
[{"$f":"Begriffe!B687","v":"Betriebszeiten Vorlauftemp. Anhebung"},null,null,{"$f":"Begriffe!B691","v":"von"},{"$f":"Begriffe!B692","v":"bis"},null,{"$f":"A12","v":"Betriebszeiten Vorlauftemp. Anhebung"},null,null,{"$f":"D12","v":"von"},{"$f":"E12","v":"bis"},null,{"$f":"Begriffe!B702","v":"Kosten Nutzenergie"},null,null,null,null,{"$f":"Begriffe!B703","v":"Kosten Hilfsenergie [Elektrizität] "}]
[null,null,{"$f":"Begriffe!B688","v":"Mo.-Fr. "},null,null,null,null,null,{"$f":"C13","v":"Mo.-Fr. "}]
[null,null,{"$f":"Begriffe!B689","v":"Samstag"},null,null,null,null,null,{"$f":"C14","v":"Samstag"}]
[null,null,{"$f":"Begriffe!B690","v":"Sonntag"},null,null,null,null,null,{"$f":"C15","v":"Sonntag"}]
[]
[{"$f":"Begriffe!B693","v":"Parameter"},null,{"$f":"Begriffe!B694","v":"Freigabetemperatur (Aussentemp.)"},null,null,null,{"$f":"A17","v":"Parameter"},null,{"$f":"C17","v":"Freigabetemperatur (Aussentemp.)"}]
[null,null,{"$f":"Begriffe!B695","v":"Raumtemperatur"},null,null,null,null,null,{"$f":"C18","v":"Raumtemperatur"},null,null,null,null,null,{"$f":"L51","v":"Nutzenergie"},{"$f":"O51","v":0},{"$f":"Q51","v":0}]
[null,null,null,null,null,null,null,null,null,null,null,null,null,null,{"$f":"L52","v":"Elektrizität Pumpen"},{"$f":"O52","v":0},{"$f":"Q52","v":0}]
[]
[]
[{"$f":"Begriffe!B696","v":"Kältekurve"},null,{"$f":"Begriffe!B697","v":"Aussentemp."},{"$f":"Begriffe!B698","v":"Vorlauftemp."},{"$f":"Begriffe!B699","v":"Vorlauftemp. Anh."},null,{"$f":"A22","v":"Kältekurve"},null,{"$f":"C22","v":"Aussentemp."},{"$f":"D22","v":"Vorlauftemp."},{"$f":"E22","v":"Vorlauftemp. Anh."}]
[]
[]
[]
[]
[]
[]
[null,null,null,null,null,null,null,null,null,null,null,null,null,null,null,{"$f":"Begriffe!B706","v":"Bestehend"},{"$f":"Begriffe!B707","v":"Optimiert"},{"$f":"Begriffe!B708","v":"Einsparung"}]
[null,null,null,null,null,null,null,null,null,null,null,null,null,{"$f":"Begriffe!B704","v":"Nutzenergie"},null,{"$f":"N51","v":0},{"$f":"P51","v":0},{"$f":"P30-Q30","v":0},{"$f":"ROUND(O51,-1)-ROUND(Q51,-1)","v":0},{"$f":"IFERROR(R30/P30,0)","v":0}]
[null,null,null,null,null,null,null,null,null,null,null,null,null,{"$f":"Begriffe!B705","v":"Hilfsenergie"},null,{"$f":"N52","v":0},{"$f":"P52","v":0},{"$f":"P31-Q31","v":0},{"$f":"ROUND(O52,-1)-ROUND(Q52,-1)","v":0},{"$f":"IFERROR(R31/P31,0)","v":0}]
[]
[]
[null,null,null,null,null,null,null,null,null,null,null,{"$f":"Begriffe!B709","v":"Energieverbrauch "}]
[null,null,null,null,null,null,null,null,null,null,null,null,{"$f":"Begriffe!B710","v":"Berechnet"},null,null,{"$f":"P30","v":0}]
[null,null,null,null,null,null,null,null,null,null,null,null,{"$f":"Begriffe!B711","v":"Real"}]
[null,null,null,null,null,null,null,null,null,null,null,{"$f":"Begriffe!B714","v":"Korrekturfaktor"},{"$f":"Begriffe!B713","v":"Abweichung"},null,null,{"$f":"IFERROR(P36/P35,\" \")","v":" "}]
[null,null,null,null,null,null,null,null,null,null,null,null,{"$f":"L37","v":"Korrekturfaktor"},null,null,1]
[]
[null,{"$f":"E17","v":0},{"$f":"E18","v":0},100,null,null,null,{"$f":"K17","v":0},{"$f":"K18","v":0},100]
[null,{"$f":"E17","v":0},{"$f":"C40","v":0},-100,null,null,null,{"$f":"H40","v":0},{"$f":"I40","v":0},-100]
[]
[]
[]
[]
[]
["Eingabe",null,null,null,null,null,null,null,null,null,null,"Ergebnisse"]
["Grundlage Berechnung",null,null,"alt","optimiert",{"$f":"MID(CELL(\"dateiname\",A1),FIND(\"]\",CELL(\"dateiname\",A1))+1,255)","v":"K07"},{"$f":"VLOOKUP(F48,Kühlung!A16:C25,3,FALSE)","v":"nein"},null,"Min",{"$f":"MIN(D23:E26,J23:K26)","v":0},null,"Energieverbrauch ",null,"Bestehend",null,"Optimiert"]
["Kennwerte:","Gekühlte Fläche","[m2]",null,null,null,{"$f":"G53","v":"ja"},null,"Max",{"$f":"MAX(D23:E26,J23:K26)","v":0},null,null,null,"Nutzenergie","Kosten","Nutzenergie","Kosten"]
[null,"Kühlleistung \nbei Aussentemperatur=32°C","[kW]",{"$f":"E4","v":0},{"$f":"D50*(1+(D61-MIN(E61,35))*0.035)","v":{"$error":"#N/A"}},null,null,null,null,null,null,null,null,"[kWh]","[CHF/a]","[kWh]","[CHF/a]"]
[null,"Länge Leitungsnetz gedämmt","[m]",{"$f":"D50*2.2*0.9","v":0},{"$f":"D51","v":0},null,null,null,{"$f":"Grundlagendaten!A98","v":"Klimakälte"},{"$f":"I51","v":"Klimakälte"},null,"Nutzenergie",null,0,0,0,0]
[null,"Länge Leitungsnetz ungedämmt","[m]",{"$f":"D50*2.2*0.1","v":0},{"$f":"D52","v":0},null,{"$f":"Begriffe!B76","v":"nein"},null,{"$f":"Grundlagendaten!A99","v":"Kühlraum"},{"$f":"I52","v":"Kühlraum"},null,"Elektrizität Pumpen",null,0,0,0,0]
[null,"Durchmesser Leitungsnetz","[mm]",{"$f":"IF(E8=\"\",0.1247*D52+ 37.983,VLOOKUP(E8,Grundlagendaten!A39:D53,3,FALSE))","v":37.982999999999997},{"$f":"D53","v":37.982999999999997},null,{"$f":"Begriffe!B77","v":"ja"},null,{"$f":"Grundlagendaten!A100","v":"Tiefkühlraum"},{"$f":"I52","v":"Kühlraum"},null,"Daten für KE"]
[null,"Volumenstrom Gruppe \nbei Aussentemperatur=32°C","[m3/h]",{"$f":"IF(G48=G49,E7,D50/((6)*1.163))","v":0},{"$f":"D54","v":0},null,null,null,{"$f":"Grundlagendaten!A101","v":"Prozesskälte"},{"$f":"I54","v":"Prozesskälte"},null,"BZ","Bestehend","Optimiert"]
[null,"Leistung der Pumpe","[kW]",{"$f":"IF(G48=G49,K4/1000,D50*0.001)","v":0},{"$f":"D55","v":0},null,null,null,null,null,null,"N: Mo-Fr. von","00:00:00","00:00:00"]
[null,"Art der Regulierung",null,"konstanter Volumenstrom",null,null,null,null,null,null,null,"N: Mo-Fr. bis","23:59:00","23:59:00"]
["Regulierung:","Regulierung der Pumpe",null,"Druckdifferenz","Druckdifferenz",null,null,null,null,null,null,"N: Sa von","00:00:00","00:00:00"]
[null,"Regulierung der Raumtemperatur",null,{"$f":"IF(G48=G49,J5,'Berechnung KG'!K15)","v":"Einzelraumregulierung"},{"$f":"D58","v":"Einzelraumregulierung"},null,null,null,null,null,null,"N: Sa bis","23:59:00","23:59:00"]
["Parameter:","Art des Kältebedarfs ",null,{"$f":"VLOOKUP(K6,I51:J54,2,FALSE)","v":{"$error":"#N/A"}},{"$f":"D59","v":{"$error":"#N/A"}},null,null,null,null,null,null,"N: So von","00:00:00","00:00:00"]
[null,"Freigabetemperatur","[°C]",{"$f":"E17","v":0},{"$f":"K17","v":0},null,null,null,null,null,null,"N: So bis","23:59:00","23:59:00"]
[null,"Raumtemperatur","[°C]",{"$f":"IF(G48=G49,E18,VLOOKUP(D59,Grundlagendaten!A98:B101,2,FALSE))","v":{"$error":"#N/A"}},{"$f":"IF(G48=G49,K18,VLOOKUP(E59,Grundlagendaten!A98:B101,2,FALSE))","v":{"$error":"#N/A"}},null,null,null,null,null,null,"E: Mo-Fr. von","00:00:00","00:00:00"]
[null,"Abhängigkeit Betriebsart \"Erhöht\" ",null,"Betriebszeiten",{"$f":"D62","v":"Betriebszeiten"},null,null,null,null,null,null,"E: Mo-Fr. bis","00:00:00","00:00:00"]
["Faktoren für Berechnung","Zeitfaktor Regulierung Druckdifferenz",null,0.8,null,null,null,null,null,null,null,"E: Sa von","00:00:00","00:00:00"]
[null,"Reduktion Raumtemp. bei Einzelraumreg.","K",1,null,null,null,null,null,null,null,"E: Sa bis","00:00:00","00:00:00"]
[null,"Reduktion Max. Leistung bei Prozesskälte",null,1,null,null,null,null,null,null,null,"E: So von","00:00:00","00:00:00"]
[null,"Delta ZUL von internen Lasten","K",4,null,null,null,null,null,null,null,"E: So bis","00:00:00","00:00:00"]
[null,"Reduktionsfaktor Pumpe mit FU",null,0.5,null,null,null,null,null,null,null,null,"Leistung kW",null,"Energieverbrauch kWh",null,"Vorlauftemp. Normal",null,"Vorlauftemp. Erhöht"]
[null,"Korrekturfaktor",null,{"$f":"P38*VLOOKUP(K7,KE!S41:W44,5,FALSE)","v":{"$error":"#N/A"}},null,null,null,null,null,null,null,null,"Bestehend","Optimiert","Bestehend","Optimiert","Bestehend","Optimiert","Bestehend","Optimiert"]
[null,"Anzahl Tage bei Regulierung \"Hand\"","Tage/Jahr",365,null,null,null,null,null,null,null,-25,0,0,{"$error":"#N/A"},{"$error":"#N/A"},0,0,0,0]
[null,"Entfeuchtung ab","g/kg",12,null,null,null,null,null,null,null,-24,0,0,{"$error":"#N/A"},{"$error":"#N/A"},0,0,0,0]
["Betriebszeiten:",null,"Mo - Fr.",null,"Sa",null,"So",null,null,null,null,-23,0,0,{"$error":"#N/A"},{"$error":"#N/A"},0,0,0,0]
["alt",null,"von","bis","von","bis","von","bis",null,null,null,-22,0,0,{"$error":"#N/A"},{"$error":"#N/A"},0,0,0,0]
[null,"Normal","00:00:00",{"$f":"IF(D13=\"\",D81,IF(D13<E13,D13,0))","v":"23:59:00"},"00:00:00",{"$f":"IF(D14=\"\",F81,IF(D14<E14,D14,0))","v":"23:59:00"},"00:00:00",{"$f":"IF(D15=\"\",H81,IF(D15<E15,D15,0))","v":"23:59:00"},null,null,null,-21,0,0,{"$error":"#N/A"},{"$error":"#N/A"},0,0,0,0]
[null,null,{"$f":"E13","v":"00:00:00"},{"$f":"IF(D73=D81,0,IF(D13>E13,D13,\"23:59\"))","v":"00:00:00"},{"$f":"E14","v":"00:00:00"},{"$f":"IF(F73=F81,0,IF(D14>E14,D14,\"23:59\"))","v":"00:00:00"},{"$f":"E15","v":"00:00:00"},{"$f":"IF(H73=H81,0,IF(D15>E15,D15,\"23:59\"))","v":"00:00:00"},null,null,null,-20,0,0,{"$error":"#N/A"},{"$error":"#N/A"},0,0,0,0]
[null,null,null,null,null,null,null,null,null,null,null,-19,0,0,{"$error":"#N/A"},{"$error":"#N/A"},0,0,0,0]
[null,null,null,null,null,null,null,null,null,null,null,-18,0,0,{"$error":"#N/A"},{"$error":"#N/A"},0,0,0,0]
[null,"Erhöht",{"$f":"IF(D13<E13,D13,0)","v":"00:00:00"},{"$f":"E13","v":"00:00:00"},{"$f":"IF(D13<E13,D13,0)","v":"00:00:00"},{"$f":"E14","v":"00:00:00"},{"$f":"IF(D15<E15,D15,0)","v":"00:00:00"},{"$f":"E15","v":"00:00:00"},null,null,null,-17,0,0,{"$error":"#N/A"},{"$error":"#N/A"},0,0,0,0]
[null,null,{"$f":"IF(D13>E13,D13,0)","v":"00:00:00"},{"$f":"IF(C78=0,0,D81)","v":"00:00:00"},{"$f":"IF(D14>E14,D14,0)","v":"00:00:00"},{"$f":"IF(E78=0,0,F81)","v":"00:00:00"},{"$f":"IF(D15>E15,D15,0)","v":"00:00:00"},{"$f":"IF(G78=0,0,H81)","v":"00:00:00"},null,null,null,-16,0,0,{"$error":"#N/A"},{"$error":"#N/A"},0,0,0,0]
[null,null,null,null,null,null,null,null,null,null,null,-15,0,0,{"$error":"#N/A"},{"$error":"#N/A"},0,0,0,0]
[null,null,null,null,null,null,null,null,null,null,null,-14,0,0,{"$error":"#N/A"},{"$error":"#N/A"},0,0,0,0]
[null,"Plausibilitätstest",{"$f":"IF((SUM(D73:D80)-SUM(C73:C80))<1,\"i.O\",\"Zuviele Stunden!\")","v":"i.O"},"23:59:00",{"$f":"IF((SUM(F73:F80)-SUM(E74:E80))<1,\"i.O\",\"Zuviele Stunden!\")","v":"i.O"},{"$f":"D81","v":"23:59:00"},{"$f":"IF((SUM(H73:H80)-SUM(G74:G80))<1,\"i.O\",\"Zuviele Stunden!\")","v":"i.O"},{"$f":"F81","v":"23:59:00"},null,null,null,-13,0,0,{"$error":"#N/A"},{"$error":"#N/A"},0,0,0,0]
["optimiert",null,"Mo - Fr.",null,"Sa",null,"So",null,null,null,null,-12,0,0,{"$error":"#N/A"},{"$error":"#N/A"},0,0,0,0]
[null,null,"von","bis","von","bis","von","bis",null,null,null,-11,0,0,{"$error":"#N/A"},{"$error":"#N/A"},0,0,0,0]
[null,"Normal","00:00:00",{"$f":"IF(J13=\"\",D92,IF(J13<K13,J13,0))","v":"23:59:00"},"00:00:00",{"$f":"IF(J14=\"\",F81,IF(J14<K14,J14,0))","v":"23:59:00"},"00:00:00",{"$f":"IF(J15=\"\",H81,IF(J15<K15,J15,0))","v":"23:59:00"},null,null,null,-10,0,0,{"$error":"#N/A"},{"$error":"#N/A"},0,0,0,0]
[null,null,{"$f":"IF(J13<K13,K13,K13)","v":"00:00:00"},{"$f":"IF(D84=D92,0,IF(J13>K13,J13,\"23:59\"))","v":"00:00:00"},{"$f":"IF(J14<K14,K14,K14)","v":"00:00:00"},{"$f":"IF(F84=F92,0,IF(J14>K14,J14,\"23:59\"))","v":"00:00:00"},{"$f":"K15","v":"00:00:00"},{"$f":"IF(H84=H92,0,IF(J15>K15,J15,\"23:59\"))","v":"00:00:00"},null,null,null,-9,0,0,{"$error":"#N/A"},{"$error":"#N/A"},0,0,0,0]
[null,null,null,null,null,null,null,null,null,null,null,-8,0,0,{"$error":"#N/A"},{"$error":"#N/A"},0,0,0,0]
[null,null,null,null,null,null,null,null,null,null,null,-7,0,0,{"$error":"#N/A"},{"$error":"#N/A"},0,0,0,0]
[null,"Erhöht",{"$f":"IF(J13<K13,J13,0)","v":"00:00:00"},{"$f":"K13","v":"00:00:00"},{"$f":"IF(J13<K13,J13,0)","v":"00:00:00"},{"$f":"K14","v":"00:00:00"},{"$f":"IF(J15<K15,J15,0)","v":"00:00:00"},{"$f":"K15","v":"00:00:00"},null,null,null,-6,0,0,{"$error":"#N/A"},{"$error":"#N/A"},0,0,0,0]
[null,null,{"$f":"IF(J13>K13,J13,0)","v":"00:00:00"},{"$f":"IF(C89=0,0,D92)","v":"00:00:00"},{"$f":"IF(J14>K14,J14,0)","v":"00:00:00"},{"$f":"IF(E89=0,0,F92)","v":"00:00:00"},{"$f":"IF(J15>K15,J15,0)","v":"00:00:00"},{"$f":"IF(G89=0,0,H92)","v":"00:00:00"},null,null,null,-5,0,0,{"$error":"#N/A"},{"$error":"#N/A"},0,0,0,0]
[null,null,null,null,null,null,null,null,null,null,null,-4,0,0,{"$error":"#N/A"},{"$error":"#N/A"},0,0,0,0]
[null,null,null,null,null,null,null,null,null,null,null,-3,0,0,{"$error":"#N/A"},{"$error":"#N/A"},0,0,0,0]
[null,"Plausibilitätstest",{"$f":"IF((SUM(D84:D91)-SUM(C85:C91))<1,\"i.O\",\"Zuviele Stunden!\")","v":"i.O"},{"$f":"D81","v":"23:59:00"},{"$f":"IF((SUM(F84:F91)-SUM(E85:E91))<1,\"i.O\",\"Zuviele Stunden!\")","v":"i.O"},{"$f":"F81","v":"23:59:00"},{"$f":"IF((SUM(H84:H91)-SUM(G85:G91))<1,\"i.O\",\"Zuviele Stunden!\")","v":"i.O"},{"$f":"H81","v":"23:59:00"},null,null,null,-2,0,0,{"$error":"#N/A"},{"$error":"#N/A"},0,0,0,0]
["Kältekurve:","Normal",null,null,"Erhöht",null,null,null,null,null,null,-1,0,0,{"$error":"#N/A"},{"$error":"#N/A"},0,0,0,0]
["alt","tA ","tVL ",null,"tA ","tVL ",null,null,null,null,null,0,0,0,{"$error":"#N/A"},{"$error":"#N/A"},0,0,0,0]
[null,"[°C]","[°C]",null,"[°C]","[°C]",null,null,null,null,null,1,{"$error":"#N/A"},{"$error":"#N/A"},{"$error":"#N/A"},{"$error":"#N/A"},0,0,0,0]
[null,{"$f":"IF($G$48=$G$49,C23,C24-2)","v":-2},{"$f":"IF(G48=G49,D23,D24)","v":0},null,{"$f":"IF($G$48=$G$49,C23,C24-2)","v":-2},{"$f":"IF(G48=G49,E23,E24)","v":0},null,null,null,null,null,2,{"$error":"#N/A"},{"$error":"#N/A"},{"$error":"#N/A"},{"$error":"#N/A"},0,0,0,0]
[null,{"$f":"C24","v":0},{"$f":"D24","v":0},null,{"$f":"C24","v":0},{"$f":"E24","v":0},null,null,null,null,null,3,{"$error":"#N/A"},{"$error":"#N/A"},{"$error":"#N/A"},{"$error":"#N/A"},0,0,0,0]
[null,{"$f":"C25","v":0},{"$f":"D25","v":0},null,{"$f":"C25","v":0},{"$f":"E25","v":0},null,null,null,null,null,4,{"$error":"#N/A"},{"$error":"#N/A"},{"$error":"#N/A"},{"$error":"#N/A"},0,0,0,0]
[null,{"$f":"IF($G$48=$G$49,C26,C25+2)","v":2},{"$f":"IF($G$48=$G$49,D26,D25)","v":0},null,{"$f":"IF($G$48=$G$49,C26,C25+2)","v":2},{"$f":"IF($G$48=$G$49,E26,E25)","v":0},null,null,null,null,null,5,{"$error":"#N/A"},{"$error":"#N/A"},{"$error":"#N/A"},{"$error":"#N/A"},0,0,0,0]
["optimiert","Normal",null,null,"Erhöht",null,null,null,null,null,null,6,{"$error":"#N/A"},{"$error":"#N/A"},{"$error":"#N/A"},{"$error":"#N/A"},0,0,0,0]
[null,"tA ","tVL ",null,"tA ","tVL ",null,null,null,null,null,7,{"$error":"#N/A"},{"$error":"#N/A"},{"$error":"#N/A"},{"$error":"#N/A"},0,0,0,0]
[null,"[°C]","[°C]",null,"[°C]","[°C]",null,null,null,null,null,8,{"$error":"#N/A"},{"$error":"#N/A"},{"$error":"#N/A"},{"$error":"#N/A"},0,0,0,0]
[null,{"$f":"IF($G$48=$G$49,I23,I24-2)","v":-2},{"$f":"IF($G$48=$G$49,J23,J24)","v":0},null,{"$f":"IF($G$48=$G$49,I23,I24-2)","v":-2},{"$f":"IF($G$48=$G$49,K23,K24)","v":0},null,null,null,null,null,9,{"$error":"#N/A"},{"$error":"#N/A"},{"$error":"#N/A"},{"$error":"#N/A"},0,0,0,0]
[null,{"$f":"I24","v":0},{"$f":"J24","v":0},null,{"$f":"I24","v":0},{"$f":"K24","v":0},null,null,null,null,null,10,{"$error":"#N/A"},{"$error":"#N/A"},{"$error":"#N/A"},{"$error":"#N/A"},0,0,0,0]
[null,{"$f":"I25","v":0},{"$f":"J25","v":0},null,{"$f":"I25","v":0},{"$f":"K25","v":0},null,null,null,null,null,11,{"$error":"#N/A"},{"$error":"#N/A"},{"$error":"#N/A"},{"$error":"#N/A"},0,0,0,0]
[null,{"$f":"IF($G$48=$G$49,I26,I25+2)","v":2},{"$f":"IF($G$48=$G$49,J26,J25)","v":0},null,{"$f":"IF($G$48=$G$49,I26,I25+2)","v":2},{"$f":"IF($G$48=$G$49,K26,K25)","v":0},null,null,null,null,null,12,{"$error":"#N/A"},{"$error":"#N/A"},{"$error":"#N/A"},{"$error":"#N/A"},0,0,0,0]
[null,null,null,null,null,null,null,null,null,null,null,13,{"$error":"#N/A"},{"$error":"#N/A"},{"$error":"#N/A"},{"$error":"#N/A"},0,0,0,0]
[null,null,null,null,null,null,null,null,null,null,null,14,{"$error":"#N/A"},{"$error":"#N/A"},{"$error":"#N/A"},{"$error":"#N/A"},0,0,0,0]
[null,null,null,null,null,null,null,null,null,null,null,15,{"$error":"#N/A"},{"$error":"#N/A"},{"$error":"#N/A"},{"$error":"#N/A"},0,0,0,0]
[null,null,null,null,null,null,null,null,null,null,null,16,{"$error":"#N/A"},{"$error":"#N/A"},{"$error":"#N/A"},{"$error":"#N/A"},0,0,0,0]
[null,null,null,null,null,null,null,null,null,null,null,17,{"$error":"#N/A"},{"$error":"#N/A"},{"$error":"#N/A"},{"$error":"#N/A"},0,0,0,0]
[null,null,null,null,null,null,null,null,null,null,null,18,{"$error":"#N/A"},{"$error":"#N/A"},{"$error":"#N/A"},{"$error":"#N/A"},0,0,0,0]
[null,null,null,null,null,null,null,null,null,null,null,19,{"$error":"#N/A"},{"$error":"#N/A"},{"$error":"#N/A"},{"$error":"#N/A"},0,0,0,0]
[null,null,null,null,null,null,null,null,null,null,null,20,{"$error":"#N/A"},{"$error":"#N/A"},{"$error":"#N/A"},{"$error":"#N/A"},0,0,0,0]
[null,null,null,null,null,null,null,null,null,null,null,21,{"$error":"#N/A"},{"$error":"#N/A"},{"$error":"#N/A"},{"$error":"#N/A"},0,0,0,0]
[null,null,null,null,null,null,null,null,null,null,null,22,{"$error":"#N/A"},{"$error":"#N/A"},{"$error":"#N/A"},{"$error":"#N/A"},0,0,0,0]
[null,null,null,null,null,null,null,null,null,null,null,23,{"$error":"#N/A"},{"$error":"#N/A"},{"$error":"#N/A"},{"$error":"#N/A"},0,0,0,0]
[null,null,null,null,null,null,null,null,null,null,null,24,{"$error":"#N/A"},{"$error":"#N/A"},{"$error":"#N/A"},{"$error":"#N/A"},0,0,0,0]
[null,null,null,null,null,null,null,null,null,null,null,25,{"$error":"#N/A"},{"$error":"#N/A"},{"$error":"#N/A"},{"$error":"#N/A"},0,0,0,0]
[null,null,null,null,null,null,null,null,null,null,null,26,{"$error":"#N/A"},{"$error":"#N/A"},{"$error":"#N/A"},{"$error":"#N/A"},0,0,0,0]
[null,null,null,null,null,null,null,null,null,null,null,27,{"$error":"#N/A"},{"$error":"#N/A"},{"$error":"#N/A"},{"$error":"#N/A"},0,0,0,0]
[null,null,null,null,null,null,null,null,null,null,null,28,{"$error":"#N/A"},{"$error":"#N/A"},{"$error":"#N/A"},{"$error":"#N/A"},0,0,0,0]
[null,null,null,null,null,null,null,null,null,null,null,29,{"$error":"#N/A"},{"$error":"#N/A"},{"$error":"#N/A"},{"$error":"#N/A"},0,0,0,0]
[null,null,null,null,null,null,null,null,null,null,null,30,{"$error":"#N/A"},{"$error":"#N/A"},{"$error":"#N/A"},{"$error":"#N/A"},0,0,0,0]
[null,null,null,null,null,null,null,null,null,null,null,31,{"$error":"#N/A"},{"$error":"#N/A"},{"$error":"#N/A"},{"$error":"#N/A"},0,0,0,0]
[null,null,null,null,null,null,null,null,null,null,null,32,{"$error":"#N/A"},{"$error":"#N/A"},{"$error":"#N/A"},{"$error":"#N/A"},0,0,0,0]
[null,null,null,null,null,null,null,null,null,null,null,33,{"$error":"#N/A"},{"$error":"#N/A"},{"$error":"#N/A"},{"$error":"#N/A"},0,0,0,0]
[null,null,null,null,null,null,null,null,null,null,null,34,{"$error":"#N/A"},{"$error":"#N/A"},{"$error":"#N/A"},{"$error":"#N/A"},0,0,0,0]
[null,null,null,null,null,null,null,null,null,null,null,35,{"$error":"#N/A"},{"$error":"#N/A"},{"$error":"#N/A"},{"$error":"#N/A"},0,0,0,0]

{"sheet":"K08","index":38,"n_rows":129,"n_cols":22,"rows_kept":129,"cut":false,"hidden":true,"merged":[[19,2,19,3],[18,8,18,9],[18,2,18,3],[0,8,0,9],[0,19,0,20],[3,11,7,21],[4,9,4,10],[19,8,19,9]]}
[{"$f":"Begriffe!B668&\" \"&Kühlung!B23&\" \"&Begriffe!B669 &\" (\"&Kühlung!R23&\")\"","v":"Kältegruppe  Detail ()"},null,null,null,"Status",{"$f":"IF(OR(E4=\"\",E7=\"\",K4=\"\",J5=\"\",K6=\"\",K7=\"\",E17=\"\",E18=\"\",K17=\"\",K18=\"\",C23=\"\",C24=\"\",C25=\"\",C26=\"\",D23=\"\",D24=\"\",D25=\"\",D26=\"\",E23=\"\",E24=\"\",E25=\"\",E26=\"\",I23=\"\",I24=\"\",I25=\"\",I26=\"\",J23=\"\",J24=\"\",J25=\"\",J26=\"\",K23=\"\",K24=\"\",K25=\"\",K26=\"\"),1,0)","v":1},null,"Verantwortlicher",null,null,{"$f":"Einführung!K1","v":"V 1.0.0"},{"$f":"A1","v":"Kältegruppe  Detail ()"},null,null,null,null,null,null,{"$f":"H1","v":"Verantwortlicher"},{"$f":"I1","v":0},null,{"$f":"Einführung!K1","v":"V 1.0.0"}]
[]
[{"$f":"Begriffe!B672","v":"Technische Daten"},null,null,null,null,null,null,null,null,null,null,{"$f":"Begriffe!B700","v":"Hinweise"}]
[{"$f":"Begriffe!B673","v":"Kälteleistung Kältegruppe"},null,null,{"$f":"IFERROR(ABS(IF((E5-E6)*E7*1.163=0,\"\",(E5-E6)*E7*1.163)),\"\")","v":""},null,null,{"$f":"Begriffe!B678","v":"max. Leistungsaufnahme Pumpe"}]
[{"$f":"Begriffe!B674","v":"Vorlauftemperatur bei Auslegung"},null,null,null,null,null,{"$f":"Begriffe!B679","v":"Art der Raumregulierung"}]
[{"$f":"Begriffe!B675","v":"Rücklauftemperatur bei Auslegung"},null,null,null,null,null,{"$f":"Begriffe!B683","v":"Art des Kältebedarfs "}]
[{"$f":"Begriffe!B676","v":"Volumenstrom"},null,null,{"$f":"IFERROR(ABS(IF(0=E4/((E5-E6)*1.163),\"\",E4/((E5-E6)*1.163))),\"\")","v":""},null,null,{"$f":"Begriffe!B684","v":"Kälteerzeuger"}]
[{"$f":"Begriffe!B677","v":"Rohrdimension (Schätzung Kälteleistung)"},null,null,{"$f":"IFERROR(IF(E8=\"\",\"\",0.0024*E8^2.4632),\"\")","v":""}]
[]
[{"$f":"Begriffe!B685","v":"Bestehend"},null,null,null,null,null,{"$f":"Begriffe!B686","v":"Optimiert"},null,null,null,null,{"$f":"Begriffe!B701","v":"Energieverbrauch und Energiekosten"}]
[]
[{"$f":"Begriffe!B687","v":"Betriebszeiten Vorlauftemp. Anhebung"},null,null,{"$f":"Begriffe!B691","v":"von"},{"$f":"Begriffe!B692","v":"bis"},null,{"$f":"A12","v":"Betriebszeiten Vorlauftemp. Anhebung"},null,null,{"$f":"D12","v":"von"},{"$f":"E12","v":"bis"},null,{"$f":"Begriffe!B702","v":"Kosten Nutzenergie"},null,null,null,null,{"$f":"Begriffe!B703","v":"Kosten Hilfsenergie [Elektrizität] "}]
[null,null,{"$f":"Begriffe!B688","v":"Mo.-Fr. "},null,null,null,null,null,{"$f":"C13","v":"Mo.-Fr. "}]
[null,null,{"$f":"Begriffe!B689","v":"Samstag"},null,null,null,null,null,{"$f":"C14","v":"Samstag"}]
[null,null,{"$f":"Begriffe!B690","v":"Sonntag"},null,null,null,null,null,{"$f":"C15","v":"Sonntag"}]
[]
[{"$f":"Begriffe!B693","v":"Parameter"},null,{"$f":"Begriffe!B694","v":"Freigabetemperatur (Aussentemp.)"},null,null,null,{"$f":"A17","v":"Parameter"},null,{"$f":"C17","v":"Freigabetemperatur (Aussentemp.)"}]
[null,null,{"$f":"Begriffe!B695","v":"Raumtemperatur"},null,null,null,null,null,{"$f":"C18","v":"Raumtemperatur"},null,null,null,null,null,{"$f":"L51","v":"Nutzenergie"},{"$f":"O51","v":0},{"$f":"Q51","v":0}]
[null,null,null,null,null,null,null,null,null,null,null,null,null,null,{"$f":"L52","v":"Elektrizität Pumpen"},{"$f":"O52","v":0},{"$f":"Q52","v":0}]
[]
[]
[{"$f":"Begriffe!B696","v":"Kältekurve"},null,{"$f":"Begriffe!B697","v":"Aussentemp."},{"$f":"Begriffe!B698","v":"Vorlauftemp."},{"$f":"Begriffe!B699","v":"Vorlauftemp. Anh."},null,{"$f":"A22","v":"Kältekurve"},null,{"$f":"C22","v":"Aussentemp."},{"$f":"D22","v":"Vorlauftemp."},{"$f":"E22","v":"Vorlauftemp. Anh."}]
[]
[]
[]
[]
[]
[]
[null,null,null,null,null,null,null,null,null,null,null,null,null,null,null,{"$f":"Begriffe!B706","v":"Bestehend"},{"$f":"Begriffe!B707","v":"Optimiert"},{"$f":"Begriffe!B708","v":"Einsparung"}]
[null,null,null,null,null,null,null,null,null,null,null,null,null,{"$f":"Begriffe!B704","v":"Nutzenergie"},null,{"$f":"N51","v":0},{"$f":"P51","v":0},{"$f":"P30-Q30","v":0},{"$f":"ROUND(O51,-1)-ROUND(Q51,-1)","v":0},{"$f":"IFERROR(R30/P30,0)","v":0}]
[null,null,null,null,null,null,null,null,null,null,null,null,null,{"$f":"Begriffe!B705","v":"Hilfsenergie"},null,{"$f":"N52","v":0},{"$f":"P52","v":0},{"$f":"P31-Q31","v":0},{"$f":"ROUND(O52,-1)-ROUND(Q52,-1)","v":0},{"$f":"IFERROR(R31/P31,0)","v":0}]
[]
[]
[null,null,null,null,null,null,null,null,null,null,null,{"$f":"Begriffe!B709","v":"Energieverbrauch "}]
[null,null,null,null,null,null,null,null,null,null,null,null,{"$f":"Begriffe!B710","v":"Berechnet"},null,null,{"$f":"P30","v":0}]
[null,null,null,null,null,null,null,null,null,null,null,null,{"$f":"Begriffe!B711","v":"Real"}]
[null,null,null,null,null,null,null,null,null,null,null,{"$f":"Begriffe!B714","v":"Korrekturfaktor"},{"$f":"Begriffe!B713","v":"Abweichung"},null,null,{"$f":"IFERROR(P36/P35,\" \")","v":" "}]
[null,null,null,null,null,null,null,null,null,null,null,null,{"$f":"L37","v":"Korrekturfaktor"},null,null,1]
[]
[null,{"$f":"E17","v":0},{"$f":"E18","v":0},100,null,null,null,{"$f":"K17","v":0},{"$f":"K18","v":0},100]
[null,{"$f":"E17","v":0},{"$f":"C40","v":0},-100,null,null,null,{"$f":"H40","v":0},{"$f":"I40","v":0},-100]
[]
[]
[]
[]
[]
["Eingabe",null,null,null,null,null,null,null,null,null,null,"Ergebnisse"]
["Grundlage Berechnung",null,null,"alt","optimiert",{"$f":"MID(CELL(\"dateiname\",A1),FIND(\"]\",CELL(\"dateiname\",A1))+1,255)","v":"K08"},{"$f":"VLOOKUP(F48,Kühlung!A16:C25,3,FALSE)","v":"nein"},null,"Min",{"$f":"MIN(D23:E26,J23:K26)","v":0},null,"Energieverbrauch ",null,"Bestehend",null,"Optimiert"]
["Kennwerte:","Gekühlte Fläche","[m2]",null,null,null,{"$f":"G53","v":"ja"},null,"Max",{"$f":"MAX(D23:E26,J23:K26)","v":0},null,null,null,"Nutzenergie","Kosten","Nutzenergie","Kosten"]
[null,"Kühlleistung \nbei Aussentemperatur=32°C","[kW]",{"$f":"E4","v":0},{"$f":"D50*(1+(D61-MIN(E61,35))*0.035)","v":{"$error":"#N/A"}},null,null,null,null,null,null,null,null,"[kWh]","[CHF/a]","[kWh]","[CHF/a]"]
[null,"Länge Leitungsnetz gedämmt","[m]",{"$f":"D50*2.2*0.9","v":0},{"$f":"D51","v":0},null,null,null,{"$f":"Grundlagendaten!A98","v":"Klimakälte"},{"$f":"I51","v":"Klimakälte"},null,"Nutzenergie",null,0,0,0,0]
[null,"Länge Leitungsnetz ungedämmt","[m]",{"$f":"D50*2.2*0.1","v":0},{"$f":"D52","v":0},null,{"$f":"Begriffe!B76","v":"nein"},null,{"$f":"Grundlagendaten!A99","v":"Kühlraum"},{"$f":"I52","v":"Kühlraum"},null,"Elektrizität Pumpen",null,0,0,0,0]
[null,"Durchmesser Leitungsnetz","[mm]",{"$f":"IF(E8=\"\",0.1247*D52+ 37.983,VLOOKUP(E8,Grundlagendaten!A39:D53,3,FALSE))","v":37.982999999999997},{"$f":"D53","v":37.982999999999997},null,{"$f":"Begriffe!B77","v":"ja"},null,{"$f":"Grundlagendaten!A100","v":"Tiefkühlraum"},{"$f":"I52","v":"Kühlraum"},null,"Daten für KE"]
[null,"Volumenstrom Gruppe \nbei Aussentemperatur=32°C","[m3/h]",{"$f":"IF(G48=G49,E7,D50/((6)*1.163))","v":0},{"$f":"D54","v":0},null,null,null,{"$f":"Grundlagendaten!A101","v":"Prozesskälte"},{"$f":"I54","v":"Prozesskälte"},null,"BZ","Bestehend","Optimiert"]
[null,"Leistung der Pumpe","[kW]",{"$f":"IF(G48=G49,K4/1000,D50*0.001)","v":0},{"$f":"D55","v":0},null,null,null,null,null,null,"N: Mo-Fr. von","00:00:00","00:00:00"]
[null,"Art der Regulierung",null,"konstanter Volumenstrom",null,null,null,null,null,null,null,"N: Mo-Fr. bis","23:59:00","23:59:00"]
["Regulierung:","Regulierung der Pumpe",null,"Druckdifferenz","Druckdifferenz",null,null,null,null,null,null,"N: Sa von","00:00:00","00:00:00"]
[null,"Regulierung der Raumtemperatur",null,{"$f":"IF(G48=G49,J5,'Berechnung KG'!K15)","v":"Einzelraumregulierung"},{"$f":"D58","v":"Einzelraumregulierung"},null,null,null,null,null,null,"N: Sa bis","23:59:00","23:59:00"]
["Parameter:","Art des Kältebedarfs ",null,{"$f":"VLOOKUP(K6,I51:J54,2,FALSE)","v":{"$error":"#N/A"}},{"$f":"D59","v":{"$error":"#N/A"}},null,null,null,null,null,null,"N: So von","00:00:00","00:00:00"]
[null,"Freigabetemperatur","[°C]",{"$f":"E17","v":0},{"$f":"K17","v":0},null,null,null,null,null,null,"N: So bis","23:59:00","23:59:00"]
[null,"Raumtemperatur","[°C]",{"$f":"IF(G48=G49,E18,VLOOKUP(D59,Grundlagendaten!A98:B101,2,FALSE))","v":{"$error":"#N/A"}},{"$f":"IF(G48=G49,K18,VLOOKUP(E59,Grundlagendaten!A98:B101,2,FALSE))","v":{"$error":"#N/A"}},null,null,null,null,null,null,"E: Mo-Fr. von","00:00:00","00:00:00"]
[null,"Abhängigkeit Betriebsart \"Erhöht\" ",null,"Betriebszeiten",{"$f":"D62","v":"Betriebszeiten"},null,null,null,null,null,null,"E: Mo-Fr. bis","00:00:00","00:00:00"]
["Faktoren für Berechnung","Zeitfaktor Regulierung Druckdifferenz",null,0.8,null,null,null,null,null,null,null,"E: Sa von","00:00:00","00:00:00"]
[null,"Reduktion Raumtemp. bei Einzelraumreg.","K",1,null,null,null,null,null,null,null,"E: Sa bis","00:00:00","00:00:00"]
[null,"Reduktion Max. Leistung bei Prozesskälte",null,1,null,null,null,null,null,null,null,"E: So von","00:00:00","00:00:00"]
[null,"Delta ZUL von internen Lasten","K",4,null,null,null,null,null,null,null,"E: So bis","00:00:00","00:00:00"]
[null,"Reduktionsfaktor Pumpe mit FU",null,0.5,null,null,null,null,null,null,null,null,"Leistung kW",null,"Energieverbrauch kWh",null,"Vorlauftemp. Normal",null,"Vorlauftemp. Erhöht"]
[null,"Korrekturfaktor",null,{"$f":"P38*VLOOKUP(K7,KE!S41:W44,5,FALSE)","v":{"$error":"#N/A"}},null,null,null,null,null,null,null,null,"Bestehend","Optimiert","Bestehend","Optimiert","Bestehend","Optimiert","Bestehend","Optimiert"]
[null,"Anzahl Tage bei Regulierung \"Hand\"","Tage/Jahr",365,null,null,null,null,null,null,null,-25,0,0,{"$error":"#N/A"},{"$error":"#N/A"},0,0,0,0]
[null,"Entfeuchtung ab","g/kg",12,null,null,null,null,null,null,null,-24,0,0,{"$error":"#N/A"},{"$error":"#N/A"},0,0,0,0]
["Betriebszeiten:",null,"Mo - Fr.",null,"Sa",null,"So",null,null,null,null,-23,0,0,{"$error":"#N/A"},{"$error":"#N/A"},0,0,0,0]
["alt",null,"von","bis","von","bis","von","bis",null,null,null,-22,0,0,{"$error":"#N/A"},{"$error":"#N/A"},0,0,0,0]
[null,"Normal","00:00:00",{"$f":"IF(D13=\"\",D81,IF(D13<E13,D13,0))","v":"23:59:00"},"00:00:00",{"$f":"IF(D14=\"\",F81,IF(D14<E14,D14,0))","v":"23:59:00"},"00:00:00",{"$f":"IF(D15=\"\",H81,IF(D15<E15,D15,0))","v":"23:59:00"},null,null,null,-21,0,0,{"$error":"#N/A"},{"$error":"#N/A"},0,0,0,0]
[null,null,{"$f":"E13","v":"00:00:00"},{"$f":"IF(D73=D81,0,IF(D13>E13,D13,\"23:59\"))","v":"00:00:00"},{"$f":"E14","v":"00:00:00"},{"$f":"IF(F73=F81,0,IF(D14>E14,D14,\"23:59\"))","v":"00:00:00"},{"$f":"E15","v":"00:00:00"},{"$f":"IF(H73=H81,0,IF(D15>E15,D15,\"23:59\"))","v":"00:00:00"},null,null,null,-20,0,0,{"$error":"#N/A"},{"$error":"#N/A"},0,0,0,0]
[null,null,null,null,null,null,null,null,null,null,null,-19,0,0,{"$error":"#N/A"},{"$error":"#N/A"},0,0,0,0]
[null,null,null,null,null,null,null,null,null,null,null,-18,0,0,{"$error":"#N/A"},{"$error":"#N/A"},0,0,0,0]
[null,"Erhöht",{"$f":"IF(D13<E13,D13,0)","v":"00:00:00"},{"$f":"E13","v":"00:00:00"},{"$f":"IF(D13<E13,D13,0)","v":"00:00:00"},{"$f":"E14","v":"00:00:00"},{"$f":"IF(D15<E15,D15,0)","v":"00:00:00"},{"$f":"E15","v":"00:00:00"},null,null,null,-17,0,0,{"$error":"#N/A"},{"$error":"#N/A"},0,0,0,0]
[null,null,{"$f":"IF(D13>E13,D13,0)","v":"00:00:00"},{"$f":"IF(C78=0,0,D81)","v":"00:00:00"},{"$f":"IF(D14>E14,D14,0)","v":"00:00:00"},{"$f":"IF(E78=0,0,F81)","v":"00:00:00"},{"$f":"IF(D15>E15,D15,0)","v":"00:00:00"},{"$f":"IF(G78=0,0,H81)","v":"00:00:00"},null,null,null,-16,0,0,{"$error":"#N/A"},{"$error":"#N/A"},0,0,0,0]
[null,null,null,null,null,null,null,null,null,null,null,-15,0,0,{"$error":"#N/A"},{"$error":"#N/A"},0,0,0,0]
[null,null,null,null,null,null,null,null,null,null,null,-14,0,0,{"$error":"#N/A"},{"$error":"#N/A"},0,0,0,0]
[null,"Plausibilitätstest",{"$f":"IF((SUM(D73:D80)-SUM(C73:C80))<1,\"i.O\",\"Zuviele Stunden!\")","v":"i.O"},"23:59:00",{"$f":"IF((SUM(F73:F80)-SUM(E74:E80))<1,\"i.O\",\"Zuviele Stunden!\")","v":"i.O"},{"$f":"D81","v":"23:59:00"},{"$f":"IF((SUM(H73:H80)-SUM(G74:G80))<1,\"i.O\",\"Zuviele Stunden!\")","v":"i.O"},{"$f":"F81","v":"23:59:00"},null,null,null,-13,0,0,{"$error":"#N/A"},{"$error":"#N/A"},0,0,0,0]
["optimiert",null,"Mo - Fr.",null,"Sa",null,"So",null,null,null,null,-12,0,0,{"$error":"#N/A"},{"$error":"#N/A"},0,0,0,0]
[null,null,"von","bis","von","bis","von","bis",null,null,null,-11,0,0,{"$error":"#N/A"},{"$error":"#N/A"},0,0,0,0]
[null,"Normal","00:00:00",{"$f":"IF(J13=\"\",D92,IF(J13<K13,J13,0))","v":"23:59:00"},"00:00:00",{"$f":"IF(J14=\"\",F81,IF(J14<K14,J14,0))","v":"23:59:00"},"00:00:00",{"$f":"IF(J15=\"\",H81,IF(J15<K15,J15,0))","v":"23:59:00"},null,null,null,-10,0,0,{"$error":"#N/A"},{"$error":"#N/A"},0,0,0,0]
[null,null,{"$f":"IF(J13<K13,K13,K13)","v":"00:00:00"},{"$f":"IF(D84=D92,0,IF(J13>K13,J13,\"23:59\"))","v":"00:00:00"},{"$f":"IF(J14<K14,K14,K14)","v":"00:00:00"},{"$f":"IF(F84=F92,0,IF(J14>K14,J14,\"23:59\"))","v":"00:00:00"},{"$f":"K15","v":"00:00:00"},{"$f":"IF(H84=H92,0,IF(J15>K15,J15,\"23:59\"))","v":"00:00:00"},null,null,null,-9,0,0,{"$error":"#N/A"},{"$error":"#N/A"},0,0,0,0]
[null,null,null,null,null,null,null,null,null,null,null,-8,0,0,{"$error":"#N/A"},{"$error":"#N/A"},0,0,0,0]
[null,null,null,null,null,null,null,null,null,null,null,-7,0,0,{"$error":"#N/A"},{"$error":"#N/A"},0,0,0,0]
[null,"Erhöht",{"$f":"IF(J13<K13,J13,0)","v":"00:00:00"},{"$f":"K13","v":"00:00:00"},{"$f":"IF(J13<K13,J13,0)","v":"00:00:00"},{"$f":"K14","v":"00:00:00"},{"$f":"IF(J15<K15,J15,0)","v":"00:00:00"},{"$f":"K15","v":"00:00:00"},null,null,null,-6,0,0,{"$error":"#N/A"},{"$error":"#N/A"},0,0,0,0]
[null,null,{"$f":"IF(J13>K13,J13,0)","v":"00:00:00"},{"$f":"IF(C89=0,0,D92)","v":"00:00:00"},{"$f":"IF(J14>K14,J14,0)","v":"00:00:00"},{"$f":"IF(E89=0,0,F92)","v":"00:00:00"},{"$f":"IF(J15>K15,J15,0)","v":"00:00:00"},{"$f":"IF(G89=0,0,H92)","v":"00:00:00"},null,null,null,-5,0,0,{"$error":"#N/A"},{"$error":"#N/A"},0,0,0,0]
[null,null,null,null,null,null,null,null,null,null,null,-4,0,0,{"$error":"#N/A"},{"$error":"#N/A"},0,0,0,0]
[null,null,null,null,null,null,null,null,null,null,null,-3,0,0,{"$error":"#N/A"},{"$error":"#N/A"},0,0,0,0]
[null,"Plausibilitätstest",{"$f":"IF((SUM(D84:D91)-SUM(C85:C91))<1,\"i.O\",\"Zuviele Stunden!\")","v":"i.O"},{"$f":"D81","v":"23:59:00"},{"$f":"IF((SUM(F84:F91)-SUM(E85:E91))<1,\"i.O\",\"Zuviele Stunden!\")","v":"i.O"},{"$f":"F81","v":"23:59:00"},{"$f":"IF((SUM(H84:H91)-SUM(G85:G91))<1,\"i.O\",\"Zuviele Stunden!\")","v":"i.O"},{"$f":"H81","v":"23:59:00"},null,null,null,-2,0,0,{"$error":"#N/A"},{"$error":"#N/A"},0,0,0,0]
["Kältekurve:","Normal",null,null,"Erhöht",null,null,null,null,null,null,-1,0,0,{"$error":"#N/A"},{"$error":"#N/A"},0,0,0,0]
["alt","tA ","tVL ",null,"tA ","tVL ",null,null,null,null,null,0,0,0,{"$error":"#N/A"},{"$error":"#N/A"},0,0,0,0]
[null,"[°C]","[°C]",null,"[°C]","[°C]",null,null,null,null,null,1,{"$error":"#N/A"},{"$error":"#N/A"},{"$error":"#N/A"},{"$error":"#N/A"},0,0,0,0]
[null,{"$f":"IF($G$48=$G$49,C23,C24-2)","v":-2},{"$f":"IF(G48=G49,D23,D24)","v":0},null,{"$f":"IF($G$48=$G$49,C23,C24-2)","v":-2},{"$f":"IF(G48=G49,E23,E24)","v":0},null,null,null,null,null,2,{"$error":"#N/A"},{"$error":"#N/A"},{"$error":"#N/A"},{"$error":"#N/A"},0,0,0,0]
[null,{"$f":"C24","v":0},{"$f":"D24","v":0},null,{"$f":"C24","v":0},{"$f":"E24","v":0},null,null,null,null,null,3,{"$error":"#N/A"},{"$error":"#N/A"},{"$error":"#N/A"},{"$error":"#N/A"},0,0,0,0]
[null,{"$f":"C25","v":0},{"$f":"D25","v":0},null,{"$f":"C25","v":0},{"$f":"E25","v":0},null,null,null,null,null,4,{"$error":"#N/A"},{"$error":"#N/A"},{"$error":"#N/A"},{"$error":"#N/A"},0,0,0,0]
[null,{"$f":"IF($G$48=$G$49,C26,C25+2)","v":2},{"$f":"IF($G$48=$G$49,D26,D25)","v":0},null,{"$f":"IF($G$48=$G$49,C26,C25+2)","v":2},{"$f":"IF($G$48=$G$49,E26,E25)","v":0},null,null,null,null,null,5,{"$error":"#N/A"},{"$error":"#N/A"},{"$error":"#N/A"},{"$error":"#N/A"},0,0,0,0]
["optimiert","Normal",null,null,"Erhöht",null,null,null,null,null,null,6,{"$error":"#N/A"},{"$error":"#N/A"},{"$error":"#N/A"},{"$error":"#N/A"},0,0,0,0]
[null,"tA ","tVL ",null,"tA ","tVL ",null,null,null,null,null,7,{"$error":"#N/A"},{"$error":"#N/A"},{"$error":"#N/A"},{"$error":"#N/A"},0,0,0,0]
[null,"[°C]","[°C]",null,"[°C]","[°C]",null,null,null,null,null,8,{"$error":"#N/A"},{"$error":"#N/A"},{"$error":"#N/A"},{"$error":"#N/A"},0,0,0,0]
[null,{"$f":"IF($G$48=$G$49,I23,I24-2)","v":-2},{"$f":"IF($G$48=$G$49,J23,J24)","v":0},null,{"$f":"IF($G$48=$G$49,I23,I24-2)","v":-2},{"$f":"IF($G$48=$G$49,K23,K24)","v":0},null,null,null,null,null,9,{"$error":"#N/A"},{"$error":"#N/A"},{"$error":"#N/A"},{"$error":"#N/A"},0,0,0,0]
[null,{"$f":"I24","v":0},{"$f":"J24","v":0},null,{"$f":"I24","v":0},{"$f":"K24","v":0},null,null,null,null,null,10,{"$error":"#N/A"},{"$error":"#N/A"},{"$error":"#N/A"},{"$error":"#N/A"},0,0,0,0]
[null,{"$f":"I25","v":0},{"$f":"J25","v":0},null,{"$f":"I25","v":0},{"$f":"K25","v":0},null,null,null,null,null,11,{"$error":"#N/A"},{"$error":"#N/A"},{"$error":"#N/A"},{"$error":"#N/A"},0,0,0,0]
[null,{"$f":"IF($G$48=$G$49,I26,I25+2)","v":2},{"$f":"IF($G$48=$G$49,J26,J25)","v":0},null,{"$f":"IF($G$48=$G$49,I26,I25+2)","v":2},{"$f":"IF($G$48=$G$49,K26,K25)","v":0},null,null,null,null,null,12,{"$error":"#N/A"},{"$error":"#N/A"},{"$error":"#N/A"},{"$error":"#N/A"},0,0,0,0]
[null,null,null,null,null,null,null,null,null,null,null,13,{"$error":"#N/A"},{"$error":"#N/A"},{"$error":"#N/A"},{"$error":"#N/A"},0,0,0,0]
[null,null,null,null,null,null,null,null,null,null,null,14,{"$error":"#N/A"},{"$error":"#N/A"},{"$error":"#N/A"},{"$error":"#N/A"},0,0,0,0]
[null,null,null,null,null,null,null,null,null,null,null,15,{"$error":"#N/A"},{"$error":"#N/A"},{"$error":"#N/A"},{"$error":"#N/A"},0,0,0,0]
[null,null,null,null,null,null,null,null,null,null,null,16,{"$error":"#N/A"},{"$error":"#N/A"},{"$error":"#N/A"},{"$error":"#N/A"},0,0,0,0]
[null,null,null,null,null,null,null,null,null,null,null,17,{"$error":"#N/A"},{"$error":"#N/A"},{"$error":"#N/A"},{"$error":"#N/A"},0,0,0,0]
[null,null,null,null,null,null,null,null,null,null,null,18,{"$error":"#N/A"},{"$error":"#N/A"},{"$error":"#N/A"},{"$error":"#N/A"},0,0,0,0]
[null,null,null,null,null,null,null,null,null,null,null,19,{"$error":"#N/A"},{"$error":"#N/A"},{"$error":"#N/A"},{"$error":"#N/A"},0,0,0,0]
[null,null,null,null,null,null,null,null,null,null,null,20,{"$error":"#N/A"},{"$error":"#N/A"},{"$error":"#N/A"},{"$error":"#N/A"},0,0,0,0]
[null,null,null,null,null,null,null,null,null,null,null,21,{"$error":"#N/A"},{"$error":"#N/A"},{"$error":"#N/A"},{"$error":"#N/A"},0,0,0,0]
[null,null,null,null,null,null,null,null,null,null,null,22,{"$error":"#N/A"},{"$error":"#N/A"},{"$error":"#N/A"},{"$error":"#N/A"},0,0,0,0]
[null,null,null,null,null,null,null,null,null,null,null,23,{"$error":"#N/A"},{"$error":"#N/A"},{"$error":"#N/A"},{"$error":"#N/A"},0,0,0,0]
[null,null,null,null,null,null,null,null,null,null,null,24,{"$error":"#N/A"},{"$error":"#N/A"},{"$error":"#N/A"},{"$error":"#N/A"},0,0,0,0]
[null,null,null,null,null,null,null,null,null,null,null,25,{"$error":"#N/A"},{"$error":"#N/A"},{"$error":"#N/A"},{"$error":"#N/A"},0,0,0,0]
[null,null,null,null,null,null,null,null,null,null,null,26,{"$error":"#N/A"},{"$error":"#N/A"},{"$error":"#N/A"},{"$error":"#N/A"},0,0,0,0]
[null,null,null,null,null,null,null,null,null,null,null,27,{"$error":"#N/A"},{"$error":"#N/A"},{"$error":"#N/A"},{"$error":"#N/A"},0,0,0,0]
[null,null,null,null,null,null,null,null,null,null,null,28,{"$error":"#N/A"},{"$error":"#N/A"},{"$error":"#N/A"},{"$error":"#N/A"},0,0,0,0]
[null,null,null,null,null,null,null,null,null,null,null,29,{"$error":"#N/A"},{"$error":"#N/A"},{"$error":"#N/A"},{"$error":"#N/A"},0,0,0,0]
[null,null,null,null,null,null,null,null,null,null,null,30,{"$error":"#N/A"},{"$error":"#N/A"},{"$error":"#N/A"},{"$error":"#N/A"},0,0,0,0]
[null,null,null,null,null,null,null,null,null,null,null,31,{"$error":"#N/A"},{"$error":"#N/A"},{"$error":"#N/A"},{"$error":"#N/A"},0,0,0,0]
[null,null,null,null,null,null,null,null,null,null,null,32,{"$error":"#N/A"},{"$error":"#N/A"},{"$error":"#N/A"},{"$error":"#N/A"},0,0,0,0]
[null,null,null,null,null,null,null,null,null,null,null,33,{"$error":"#N/A"},{"$error":"#N/A"},{"$error":"#N/A"},{"$error":"#N/A"},0,0,0,0]
[null,null,null,null,null,null,null,null,null,null,null,34,{"$error":"#N/A"},{"$error":"#N/A"},{"$error":"#N/A"},{"$error":"#N/A"},0,0,0,0]
[null,null,null,null,null,null,null,null,null,null,null,35,{"$error":"#N/A"},{"$error":"#N/A"},{"$error":"#N/A"},{"$error":"#N/A"},0,0,0,0]

{"sheet":"K09","index":39,"n_rows":129,"n_cols":22,"rows_kept":129,"cut":false,"hidden":true,"merged":[[19,2,19,3],[18,8,18,9],[18,2,18,3],[0,8,0,9],[0,19,0,20],[3,11,7,21],[4,9,4,10],[19,8,19,9]]}
[{"$f":"Begriffe!B668&\" \"&Kühlung!B24&\" \"&Begriffe!B669 &\" (\"&Kühlung!R24&\")\"","v":"Kältegruppe  Detail ()"},null,null,null,"Status",{"$f":"IF(OR(E4=\"\",E7=\"\",K4=\"\",J5=\"\",K6=\"\",K7=\"\",E17=\"\",E18=\"\",K17=\"\",K18=\"\",C23=\"\",C24=\"\",C25=\"\",C26=\"\",D23=\"\",D24=\"\",D25=\"\",D26=\"\",E23=\"\",E24=\"\",E25=\"\",E26=\"\",I23=\"\",I24=\"\",I25=\"\",I26=\"\",J23=\"\",J24=\"\",J25=\"\",J26=\"\",K23=\"\",K24=\"\",K25=\"\",K26=\"\"),1,0)","v":1},null,"Verantwortlicher",null,null,{"$f":"Einführung!K1","v":"V 1.0.0"},{"$f":"A1","v":"Kältegruppe  Detail ()"},null,null,null,null,null,null,{"$f":"H1","v":"Verantwortlicher"},{"$f":"I1","v":0},null,{"$f":"Einführung!K1","v":"V 1.0.0"}]
[]
[{"$f":"Begriffe!B672","v":"Technische Daten"},null,null,null,null,null,null,null,null,null,null,{"$f":"Begriffe!B700","v":"Hinweise"}]
[{"$f":"Begriffe!B673","v":"Kälteleistung Kältegruppe"},null,null,{"$f":"IFERROR(ABS(IF((E5-E6)*E7*1.163=0,\"\",(E5-E6)*E7*1.163)),\"\")","v":""},null,null,{"$f":"Begriffe!B678","v":"max. Leistungsaufnahme Pumpe"}]
[{"$f":"Begriffe!B674","v":"Vorlauftemperatur bei Auslegung"},null,null,null,null,null,{"$f":"Begriffe!B679","v":"Art der Raumregulierung"}]
[{"$f":"Begriffe!B675","v":"Rücklauftemperatur bei Auslegung"},null,null,null,null,null,{"$f":"Begriffe!B683","v":"Art des Kältebedarfs "}]
[{"$f":"Begriffe!B676","v":"Volumenstrom"},null,null,{"$f":"IFERROR(ABS(IF(0=E4/((E5-E6)*1.163),\"\",E4/((E5-E6)*1.163))),\"\")","v":""},null,null,{"$f":"Begriffe!B684","v":"Kälteerzeuger"}]
[{"$f":"Begriffe!B677","v":"Rohrdimension (Schätzung Kälteleistung)"},null,null,{"$f":"IFERROR(IF(E8=\"\",\"\",0.0024*E8^2.4632),\"\")","v":""}]
[]
[{"$f":"Begriffe!B685","v":"Bestehend"},null,null,null,null,null,{"$f":"Begriffe!B686","v":"Optimiert"},null,null,null,null,{"$f":"Begriffe!B701","v":"Energieverbrauch und Energiekosten"}]
[]
[{"$f":"Begriffe!B687","v":"Betriebszeiten Vorlauftemp. Anhebung"},null,null,{"$f":"Begriffe!B691","v":"von"},{"$f":"Begriffe!B692","v":"bis"},null,{"$f":"A12","v":"Betriebszeiten Vorlauftemp. Anhebung"},null,null,{"$f":"D12","v":"von"},{"$f":"E12","v":"bis"},null,{"$f":"Begriffe!B702","v":"Kosten Nutzenergie"},null,null,null,null,{"$f":"Begriffe!B703","v":"Kosten Hilfsenergie [Elektrizität] "}]
[null,null,{"$f":"Begriffe!B688","v":"Mo.-Fr. "},null,null,null,null,null,{"$f":"C13","v":"Mo.-Fr. "}]
[null,null,{"$f":"Begriffe!B689","v":"Samstag"},null,null,null,null,null,{"$f":"C14","v":"Samstag"}]
[null,null,{"$f":"Begriffe!B690","v":"Sonntag"},null,null,null,null,null,{"$f":"C15","v":"Sonntag"}]
[]
[{"$f":"Begriffe!B693","v":"Parameter"},null,{"$f":"Begriffe!B694","v":"Freigabetemperatur (Aussentemp.)"},null,null,null,{"$f":"A17","v":"Parameter"},null,{"$f":"C17","v":"Freigabetemperatur (Aussentemp.)"}]
[null,null,{"$f":"Begriffe!B695","v":"Raumtemperatur"},null,null,null,null,null,{"$f":"C18","v":"Raumtemperatur"},null,null,null,null,null,{"$f":"L51","v":"Nutzenergie"},{"$f":"O51","v":0},{"$f":"Q51","v":0}]
[null,null,null,null,null,null,null,null,null,null,null,null,null,null,{"$f":"L52","v":"Elektrizität Pumpen"},{"$f":"O52","v":0},{"$f":"Q52","v":0}]
[]
[]
[{"$f":"Begriffe!B696","v":"Kältekurve"},null,{"$f":"Begriffe!B697","v":"Aussentemp."},{"$f":"Begriffe!B698","v":"Vorlauftemp."},{"$f":"Begriffe!B699","v":"Vorlauftemp. Anh."},null,{"$f":"A22","v":"Kältekurve"},null,{"$f":"C22","v":"Aussentemp."},{"$f":"D22","v":"Vorlauftemp."},{"$f":"E22","v":"Vorlauftemp. Anh."}]
[]
[]
[]
[]
[]
[]
[null,null,null,null,null,null,null,null,null,null,null,null,null,null,null,{"$f":"Begriffe!B706","v":"Bestehend"},{"$f":"Begriffe!B707","v":"Optimiert"},{"$f":"Begriffe!B708","v":"Einsparung"}]
[null,null,null,null,null,null,null,null,null,null,null,null,null,{"$f":"Begriffe!B704","v":"Nutzenergie"},null,{"$f":"N51","v":0},{"$f":"P51","v":0},{"$f":"P30-Q30","v":0},{"$f":"ROUND(O51,-1)-ROUND(Q51,-1)","v":0},{"$f":"IFERROR(R30/P30,0)","v":0}]
[null,null,null,null,null,null,null,null,null,null,null,null,null,{"$f":"Begriffe!B705","v":"Hilfsenergie"},null,{"$f":"N52","v":0},{"$f":"P52","v":0},{"$f":"P31-Q31","v":0},{"$f":"ROUND(O52,-1)-ROUND(Q52,-1)","v":0},{"$f":"IFERROR(R31/P31,0)","v":0}]
[]
[]
[null,null,null,null,null,null,null,null,null,null,null,{"$f":"Begriffe!B709","v":"Energieverbrauch "}]
[null,null,null,null,null,null,null,null,null,null,null,null,{"$f":"Begriffe!B710","v":"Berechnet"},null,null,{"$f":"P30","v":0}]
[null,null,null,null,null,null,null,null,null,null,null,null,{"$f":"Begriffe!B711","v":"Real"}]
[null,null,null,null,null,null,null,null,null,null,null,{"$f":"Begriffe!B714","v":"Korrekturfaktor"},{"$f":"Begriffe!B713","v":"Abweichung"},null,null,{"$f":"IFERROR(P36/P35,\" \")","v":" "}]
[null,null,null,null,null,null,null,null,null,null,null,null,{"$f":"L37","v":"Korrekturfaktor"},null,null,1]
[]
[null,{"$f":"E17","v":0},{"$f":"E18","v":0},100,null,null,null,{"$f":"K17","v":0},{"$f":"K18","v":0},100]
[null,{"$f":"E17","v":0},{"$f":"C40","v":0},-100,null,null,null,{"$f":"H40","v":0},{"$f":"I40","v":0},-100]
[]
[]
[]
[]
[]
["Eingabe",null,null,null,null,null,null,null,null,null,null,"Ergebnisse"]
["Grundlage Berechnung",null,null,"alt","optimiert",{"$f":"MID(CELL(\"dateiname\",A1),FIND(\"]\",CELL(\"dateiname\",A1))+1,255)","v":"K09"},{"$f":"VLOOKUP(F48,Kühlung!A16:C25,3,FALSE)","v":"nein"},null,"Min",{"$f":"MIN(D23:E26,J23:K26)","v":0},null,"Energieverbrauch ",null,"Bestehend",null,"Optimiert"]
["Kennwerte:","Gekühlte Fläche","[m2]",null,null,null,{"$f":"G53","v":"ja"},null,"Max",{"$f":"MAX(D23:E26,J23:K26)","v":0},null,null,null,"Nutzenergie","Kosten","Nutzenergie","Kosten"]
[null,"Kühlleistung \nbei Aussentemperatur=32°C","[kW]",{"$f":"E4","v":0},{"$f":"D50*(1+(D61-MIN(E61,35))*0.035)","v":{"$error":"#N/A"}},null,null,null,null,null,null,null,null,"[kWh]","[CHF/a]","[kWh]","[CHF/a]"]
[null,"Länge Leitungsnetz gedämmt","[m]",{"$f":"D50*2.2*0.9","v":0},{"$f":"D51","v":0},null,null,null,{"$f":"Grundlagendaten!A98","v":"Klimakälte"},{"$f":"I51","v":"Klimakälte"},null,"Nutzenergie",null,0,0,0,0]
[null,"Länge Leitungsnetz ungedämmt","[m]",{"$f":"D50*2.2*0.1","v":0},{"$f":"D52","v":0},null,{"$f":"Begriffe!B76","v":"nein"},null,{"$f":"Grundlagendaten!A99","v":"Kühlraum"},{"$f":"I52","v":"Kühlraum"},null,"Elektrizität Pumpen",null,0,0,0,0]
[null,"Durchmesser Leitungsnetz","[mm]",{"$f":"IF(E8=\"\",0.1247*D52+ 37.983,VLOOKUP(E8,Grundlagendaten!A39:D53,3,FALSE))","v":37.982999999999997},{"$f":"D53","v":37.982999999999997},null,{"$f":"Begriffe!B77","v":"ja"},null,{"$f":"Grundlagendaten!A100","v":"Tiefkühlraum"},{"$f":"I52","v":"Kühlraum"},null,"Daten für KE"]
[null,"Volumenstrom Gruppe \nbei Aussentemperatur=32°C","[m3/h]",{"$f":"IF(G48=G49,E7,D50/((6)*1.163))","v":0},{"$f":"D54","v":0},null,null,null,{"$f":"Grundlagendaten!A101","v":"Prozesskälte"},{"$f":"I54","v":"Prozesskälte"},null,"BZ","Bestehend","Optimiert"]
[null,"Leistung der Pumpe","[kW]",{"$f":"IF(G48=G49,K4/1000,D50*0.001)","v":0},{"$f":"D55","v":0},null,null,null,null,null,null,"N: Mo-Fr. von","00:00:00","00:00:00"]
[null,"Art der Regulierung",null,"konstanter Volumenstrom",null,null,null,null,null,null,null,"N: Mo-Fr. bis","23:59:00","23:59:00"]
["Regulierung:","Regulierung der Pumpe",null,"Druckdifferenz","Druckdifferenz",null,null,null,null,null,null,"N: Sa von","00:00:00","00:00:00"]
[null,"Regulierung der Raumtemperatur",null,{"$f":"IF(G48=G49,J5,'Berechnung KG'!K15)","v":"Einzelraumregulierung"},{"$f":"D58","v":"Einzelraumregulierung"},null,null,null,null,null,null,"N: Sa bis","23:59:00","23:59:00"]
["Parameter:","Art des Kältebedarfs ",null,{"$f":"VLOOKUP(K6,I51:J54,2,FALSE)","v":{"$error":"#N/A"}},{"$f":"D59","v":{"$error":"#N/A"}},null,null,null,null,null,null,"N: So von","00:00:00","00:00:00"]
[null,"Freigabetemperatur","[°C]",{"$f":"E17","v":0},{"$f":"K17","v":0},null,null,null,null,null,null,"N: So bis","23:59:00","23:59:00"]
[null,"Raumtemperatur","[°C]",{"$f":"IF(G48=G49,E18,VLOOKUP(D59,Grundlagendaten!A98:B101,2,FALSE))","v":{"$error":"#N/A"}},{"$f":"IF(G48=G49,K18,VLOOKUP(E59,Grundlagendaten!A98:B101,2,FALSE))","v":{"$error":"#N/A"}},null,null,null,null,null,null,"E: Mo-Fr. von","00:00:00","00:00:00"]
[null,"Abhängigkeit Betriebsart \"Erhöht\" ",null,"Betriebszeiten",{"$f":"D62","v":"Betriebszeiten"},null,null,null,null,null,null,"E: Mo-Fr. bis","00:00:00","00:00:00"]
["Faktoren für Berechnung","Zeitfaktor Regulierung Druckdifferenz",null,0.8,null,null,null,null,null,null,null,"E: Sa von","00:00:00","00:00:00"]
[null,"Reduktion Raumtemp. bei Einzelraumreg.","K",1,null,null,null,null,null,null,null,"E: Sa bis","00:00:00","00:00:00"]
[null,"Reduktion Max. Leistung bei Prozesskälte",null,1,null,null,null,null,null,null,null,"E: So von","00:00:00","00:00:00"]
[null,"Delta ZUL von internen Lasten","K",4,null,null,null,null,null,null,null,"E: So bis","00:00:00","00:00:00"]
[null,"Reduktionsfaktor Pumpe mit FU",null,0.5,null,null,null,null,null,null,null,null,"Leistung kW",null,"Energieverbrauch kWh",null,"Vorlauftemp. Normal",null,"Vorlauftemp. Erhöht"]
[null,"Korrekturfaktor",null,{"$f":"P38*VLOOKUP(K7,KE!S41:W44,5,FALSE)","v":{"$error":"#N/A"}},null,null,null,null,null,null,null,null,"Bestehend","Optimiert","Bestehend","Optimiert","Bestehend","Optimiert","Bestehend","Optimiert"]
[null,"Anzahl Tage bei Regulierung \"Hand\"","Tage/Jahr",365,null,null,null,null,null,null,null,-25,0,0,{"$error":"#N/A"},{"$error":"#N/A"},0,0,0,0]
[null,"Entfeuchtung ab","g/kg",12,null,null,null,null,null,null,null,-24,0,0,{"$error":"#N/A"},{"$error":"#N/A"},0,0,0,0]
["Betriebszeiten:",null,"Mo - Fr.",null,"Sa",null,"So",null,null,null,null,-23,0,0,{"$error":"#N/A"},{"$error":"#N/A"},0,0,0,0]
["alt",null,"von","bis","von","bis","von","bis",null,null,null,-22,0,0,{"$error":"#N/A"},{"$error":"#N/A"},0,0,0,0]
[null,"Normal","00:00:00",{"$f":"IF(D13=\"\",D81,IF(D13<E13,D13,0))","v":"23:59:00"},"00:00:00",{"$f":"IF(D14=\"\",F81,IF(D14<E14,D14,0))","v":"23:59:00"},"00:00:00",{"$f":"IF(D15=\"\",H81,IF(D15<E15,D15,0))","v":"23:59:00"},null,null,null,-21,0,0,{"$error":"#N/A"},{"$error":"#N/A"},0,0,0,0]
[null,null,{"$f":"E13","v":"00:00:00"},{"$f":"IF(D73=D81,0,IF(D13>E13,D13,\"23:59\"))","v":"00:00:00"},{"$f":"E14","v":"00:00:00"},{"$f":"IF(F73=F81,0,IF(D14>E14,D14,\"23:59\"))","v":"00:00:00"},{"$f":"E15","v":"00:00:00"},{"$f":"IF(H73=H81,0,IF(D15>E15,D15,\"23:59\"))","v":"00:00:00"},null,null,null,-20,0,0,{"$error":"#N/A"},{"$error":"#N/A"},0,0,0,0]
[null,null,null,null,null,null,null,null,null,null,null,-19,0,0,{"$error":"#N/A"},{"$error":"#N/A"},0,0,0,0]
[null,null,null,null,null,null,null,null,null,null,null,-18,0,0,{"$error":"#N/A"},{"$error":"#N/A"},0,0,0,0]
[null,"Erhöht",{"$f":"IF(D13<E13,D13,0)","v":"00:00:00"},{"$f":"E13","v":"00:00:00"},{"$f":"IF(D13<E13,D13,0)","v":"00:00:00"},{"$f":"E14","v":"00:00:00"},{"$f":"IF(D15<E15,D15,0)","v":"00:00:00"},{"$f":"E15","v":"00:00:00"},null,null,null,-17,0,0,{"$error":"#N/A"},{"$error":"#N/A"},0,0,0,0]
[null,null,{"$f":"IF(D13>E13,D13,0)","v":"00:00:00"},{"$f":"IF(C78=0,0,D81)","v":"00:00:00"},{"$f":"IF(D14>E14,D14,0)","v":"00:00:00"},{"$f":"IF(E78=0,0,F81)","v":"00:00:00"},{"$f":"IF(D15>E15,D15,0)","v":"00:00:00"},{"$f":"IF(G78=0,0,H81)","v":"00:00:00"},null,null,null,-16,0,0,{"$error":"#N/A"},{"$error":"#N/A"},0,0,0,0]
[null,null,null,null,null,null,null,null,null,null,null,-15,0,0,{"$error":"#N/A"},{"$error":"#N/A"},0,0,0,0]
[null,null,null,null,null,null,null,null,null,null,null,-14,0,0,{"$error":"#N/A"},{"$error":"#N/A"},0,0,0,0]
[null,"Plausibilitätstest",{"$f":"IF((SUM(D73:D80)-SUM(C73:C80))<1,\"i.O\",\"Zuviele Stunden!\")","v":"i.O"},"23:59:00",{"$f":"IF((SUM(F73:F80)-SUM(E74:E80))<1,\"i.O\",\"Zuviele Stunden!\")","v":"i.O"},{"$f":"D81","v":"23:59:00"},{"$f":"IF((SUM(H73:H80)-SUM(G74:G80))<1,\"i.O\",\"Zuviele Stunden!\")","v":"i.O"},{"$f":"F81","v":"23:59:00"},null,null,null,-13,0,0,{"$error":"#N/A"},{"$error":"#N/A"},0,0,0,0]
["optimiert",null,"Mo - Fr.",null,"Sa",null,"So",null,null,null,null,-12,0,0,{"$error":"#N/A"},{"$error":"#N/A"},0,0,0,0]
[null,null,"von","bis","von","bis","von","bis",null,null,null,-11,0,0,{"$error":"#N/A"},{"$error":"#N/A"},0,0,0,0]
[null,"Normal","00:00:00",{"$f":"IF(J13=\"\",D92,IF(J13<K13,J13,0))","v":"23:59:00"},"00:00:00",{"$f":"IF(J14=\"\",F81,IF(J14<K14,J14,0))","v":"23:59:00"},"00:00:00",{"$f":"IF(J15=\"\",H81,IF(J15<K15,J15,0))","v":"23:59:00"},null,null,null,-10,0,0,{"$error":"#N/A"},{"$error":"#N/A"},0,0,0,0]
[null,null,{"$f":"IF(J13<K13,K13,K13)","v":"00:00:00"},{"$f":"IF(D84=D92,0,IF(J13>K13,J13,\"23:59\"))","v":"00:00:00"},{"$f":"IF(J14<K14,K14,K14)","v":"00:00:00"},{"$f":"IF(F84=F92,0,IF(J14>K14,J14,\"23:59\"))","v":"00:00:00"},{"$f":"K15","v":"00:00:00"},{"$f":"IF(H84=H92,0,IF(J15>K15,J15,\"23:59\"))","v":"00:00:00"},null,null,null,-9,0,0,{"$error":"#N/A"},{"$error":"#N/A"},0,0,0,0]
[null,null,null,null,null,null,null,null,null,null,null,-8,0,0,{"$error":"#N/A"},{"$error":"#N/A"},0,0,0,0]
[null,null,null,null,null,null,null,null,null,null,null,-7,0,0,{"$error":"#N/A"},{"$error":"#N/A"},0,0,0,0]
[null,"Erhöht",{"$f":"IF(J13<K13,J13,0)","v":"00:00:00"},{"$f":"K13","v":"00:00:00"},{"$f":"IF(J13<K13,J13,0)","v":"00:00:00"},{"$f":"K14","v":"00:00:00"},{"$f":"IF(J15<K15,J15,0)","v":"00:00:00"},{"$f":"K15","v":"00:00:00"},null,null,null,-6,0,0,{"$error":"#N/A"},{"$error":"#N/A"},0,0,0,0]
[null,null,{"$f":"IF(J13>K13,J13,0)","v":"00:00:00"},{"$f":"IF(C89=0,0,D92)","v":"00:00:00"},{"$f":"IF(J14>K14,J14,0)","v":"00:00:00"},{"$f":"IF(E89=0,0,F92)","v":"00:00:00"},{"$f":"IF(J15>K15,J15,0)","v":"00:00:00"},{"$f":"IF(G89=0,0,H92)","v":"00:00:00"},null,null,null,-5,0,0,{"$error":"#N/A"},{"$error":"#N/A"},0,0,0,0]
[null,null,null,null,null,null,null,null,null,null,null,-4,0,0,{"$error":"#N/A"},{"$error":"#N/A"},0,0,0,0]
[null,null,null,null,null,null,null,null,null,null,null,-3,0,0,{"$error":"#N/A"},{"$error":"#N/A"},0,0,0,0]
[null,"Plausibilitätstest",{"$f":"IF((SUM(D84:D91)-SUM(C85:C91))<1,\"i.O\",\"Zuviele Stunden!\")","v":"i.O"},{"$f":"D81","v":"23:59:00"},{"$f":"IF((SUM(F84:F91)-SUM(E85:E91))<1,\"i.O\",\"Zuviele Stunden!\")","v":"i.O"},{"$f":"F81","v":"23:59:00"},{"$f":"IF((SUM(H84:H91)-SUM(G85:G91))<1,\"i.O\",\"Zuviele Stunden!\")","v":"i.O"},{"$f":"H81","v":"23:59:00"},null,null,null,-2,0,0,{"$error":"#N/A"},{"$error":"#N/A"},0,0,0,0]
["Kältekurve:","Normal",null,null,"Erhöht",null,null,null,null,null,null,-1,0,0,{"$error":"#N/A"},{"$error":"#N/A"},0,0,0,0]
["alt","tA ","tVL ",null,"tA ","tVL ",null,null,null,null,null,0,0,0,{"$error":"#N/A"},{"$error":"#N/A"},0,0,0,0]
[null,"[°C]","[°C]",null,"[°C]","[°C]",null,null,null,null,null,1,{"$error":"#N/A"},{"$error":"#N/A"},{"$error":"#N/A"},{"$error":"#N/A"},0,0,0,0]
[null,{"$f":"IF($G$48=$G$49,C23,C24-2)","v":-2},{"$f":"IF(G48=G49,D23,D24)","v":0},null,{"$f":"IF($G$48=$G$49,C23,C24-2)","v":-2},{"$f":"IF(G48=G49,E23,E24)","v":0},null,null,null,null,null,2,{"$error":"#N/A"},{"$error":"#N/A"},{"$error":"#N/A"},{"$error":"#N/A"},0,0,0,0]
[null,{"$f":"C24","v":0},{"$f":"D24","v":0},null,{"$f":"C24","v":0},{"$f":"E24","v":0},null,null,null,null,null,3,{"$error":"#N/A"},{"$error":"#N/A"},{"$error":"#N/A"},{"$error":"#N/A"},0,0,0,0]
[null,{"$f":"C25","v":0},{"$f":"D25","v":0},null,{"$f":"C25","v":0},{"$f":"E25","v":0},null,null,null,null,null,4,{"$error":"#N/A"},{"$error":"#N/A"},{"$error":"#N/A"},{"$error":"#N/A"},0,0,0,0]
[null,{"$f":"IF($G$48=$G$49,C26,C25+2)","v":2},{"$f":"IF($G$48=$G$49,D26,D25)","v":0},null,{"$f":"IF($G$48=$G$49,C26,C25+2)","v":2},{"$f":"IF($G$48=$G$49,E26,E25)","v":0},null,null,null,null,null,5,{"$error":"#N/A"},{"$error":"#N/A"},{"$error":"#N/A"},{"$error":"#N/A"},0,0,0,0]
["optimiert","Normal",null,null,"Erhöht",null,null,null,null,null,null,6,{"$error":"#N/A"},{"$error":"#N/A"},{"$error":"#N/A"},{"$error":"#N/A"},0,0,0,0]
[null,"tA ","tVL ",null,"tA ","tVL ",null,null,null,null,null,7,{"$error":"#N/A"},{"$error":"#N/A"},{"$error":"#N/A"},{"$error":"#N/A"},0,0,0,0]
[null,"[°C]","[°C]",null,"[°C]","[°C]",null,null,null,null,null,8,{"$error":"#N/A"},{"$error":"#N/A"},{"$error":"#N/A"},{"$error":"#N/A"},0,0,0,0]
[null,{"$f":"IF($G$48=$G$49,I23,I24-2)","v":-2},{"$f":"IF($G$48=$G$49,J23,J24)","v":0},null,{"$f":"IF($G$48=$G$49,I23,I24-2)","v":-2},{"$f":"IF($G$48=$G$49,K23,K24)","v":0},null,null,null,null,null,9,{"$error":"#N/A"},{"$error":"#N/A"},{"$error":"#N/A"},{"$error":"#N/A"},0,0,0,0]
[null,{"$f":"I24","v":0},{"$f":"J24","v":0},null,{"$f":"I24","v":0},{"$f":"K24","v":0},null,null,null,null,null,10,{"$error":"#N/A"},{"$error":"#N/A"},{"$error":"#N/A"},{"$error":"#N/A"},0,0,0,0]
[null,{"$f":"I25","v":0},{"$f":"J25","v":0},null,{"$f":"I25","v":0},{"$f":"K25","v":0},null,null,null,null,null,11,{"$error":"#N/A"},{"$error":"#N/A"},{"$error":"#N/A"},{"$error":"#N/A"},0,0,0,0]
[null,{"$f":"IF($G$48=$G$49,I26,I25+2)","v":2},{"$f":"IF($G$48=$G$49,J26,J25)","v":0},null,{"$f":"IF($G$48=$G$49,I26,I25+2)","v":2},{"$f":"IF($G$48=$G$49,K26,K25)","v":0},null,null,null,null,null,12,{"$error":"#N/A"},{"$error":"#N/A"},{"$error":"#N/A"},{"$error":"#N/A"},0,0,0,0]
[null,null,null,null,null,null,null,null,null,null,null,13,{"$error":"#N/A"},{"$error":"#N/A"},{"$error":"#N/A"},{"$error":"#N/A"},0,0,0,0]
[null,null,null,null,null,null,null,null,null,null,null,14,{"$error":"#N/A"},{"$error":"#N/A"},{"$error":"#N/A"},{"$error":"#N/A"},0,0,0,0]
[null,null,null,null,null,null,null,null,null,null,null,15,{"$error":"#N/A"},{"$error":"#N/A"},{"$error":"#N/A"},{"$error":"#N/A"},0,0,0,0]
[null,null,null,null,null,null,null,null,null,null,null,16,{"$error":"#N/A"},{"$error":"#N/A"},{"$error":"#N/A"},{"$error":"#N/A"},0,0,0,0]
[null,null,null,null,null,null,null,null,null,null,null,17,{"$error":"#N/A"},{"$error":"#N/A"},{"$error":"#N/A"},{"$error":"#N/A"},0,0,0,0]
[null,null,null,null,null,null,null,null,null,null,null,18,{"$error":"#N/A"},{"$error":"#N/A"},{"$error":"#N/A"},{"$error":"#N/A"},0,0,0,0]
[null,null,null,null,null,null,null,null,null,null,null,19,{"$error":"#N/A"},{"$error":"#N/A"},{"$error":"#N/A"},{"$error":"#N/A"},0,0,0,0]
[null,null,null,null,null,null,null,null,null,null,null,20,{"$error":"#N/A"},{"$error":"#N/A"},{"$error":"#N/A"},{"$error":"#N/A"},0,0,0,0]
[null,null,null,null,null,null,null,null,null,null,null,21,{"$error":"#N/A"},{"$error":"#N/A"},{"$error":"#N/A"},{"$error":"#N/A"},0,0,0,0]
[null,null,null,null,null,null,null,null,null,null,null,22,{"$error":"#N/A"},{"$error":"#N/A"},{"$error":"#N/A"},{"$error":"#N/A"},0,0,0,0]
[null,null,null,null,null,null,null,null,null,null,null,23,{"$error":"#N/A"},{"$error":"#N/A"},{"$error":"#N/A"},{"$error":"#N/A"},0,0,0,0]
[null,null,null,null,null,null,null,null,null,null,null,24,{"$error":"#N/A"},{"$error":"#N/A"},{"$error":"#N/A"},{"$error":"#N/A"},0,0,0,0]
[null,null,null,null,null,null,null,null,null,null,null,25,{"$error":"#N/A"},{"$error":"#N/A"},{"$error":"#N/A"},{"$error":"#N/A"},0,0,0,0]
[null,null,null,null,null,null,null,null,null,null,null,26,{"$error":"#N/A"},{"$error":"#N/A"},{"$error":"#N/A"},{"$error":"#N/A"},0,0,0,0]
[null,null,null,null,null,null,null,null,null,null,null,27,{"$error":"#N/A"},{"$error":"#N/A"},{"$error":"#N/A"},{"$error":"#N/A"},0,0,0,0]
[null,null,null,null,null,null,null,null,null,null,null,28,{"$error":"#N/A"},{"$error":"#N/A"},{"$error":"#N/A"},{"$error":"#N/A"},0,0,0,0]
[null,null,null,null,null,null,null,null,null,null,null,29,{"$error":"#N/A"},{"$error":"#N/A"},{"$error":"#N/A"},{"$error":"#N/A"},0,0,0,0]
[null,null,null,null,null,null,null,null,null,null,null,30,{"$error":"#N/A"},{"$error":"#N/A"},{"$error":"#N/A"},{"$error":"#N/A"},0,0,0,0]
[null,null,null,null,null,null,null,null,null,null,null,31,{"$error":"#N/A"},{"$error":"#N/A"},{"$error":"#N/A"},{"$error":"#N/A"},0,0,0,0]
[null,null,null,null,null,null,null,null,null,null,null,32,{"$error":"#N/A"},{"$error":"#N/A"},{"$error":"#N/A"},{"$error":"#N/A"},0,0,0,0]
[null,null,null,null,null,null,null,null,null,null,null,33,{"$error":"#N/A"},{"$error":"#N/A"},{"$error":"#N/A"},{"$error":"#N/A"},0,0,0,0]
[null,null,null,null,null,null,null,null,null,null,null,34,{"$error":"#N/A"},{"$error":"#N/A"},{"$error":"#N/A"},{"$error":"#N/A"},0,0,0,0]
[null,null,null,null,null,null,null,null,null,null,null,35,{"$error":"#N/A"},{"$error":"#N/A"},{"$error":"#N/A"},{"$error":"#N/A"},0,0,0,0]

{"sheet":"K10","index":40,"n_rows":129,"n_cols":22,"rows_kept":129,"cut":false,"hidden":true,"merged":[[19,2,19,3],[18,8,18,9],[18,2,18,3],[0,8,0,9],[0,19,0,20],[3,11,7,21],[4,9,4,10],[19,8,19,9]]}
[{"$f":"Begriffe!B668&\" \"&Kühlung!B25&\" \"&Begriffe!B669 &\" (\"&Kühlung!R25&\")\"","v":"Kältegruppe  Detail ()"},null,null,null,"Status",{"$f":"IF(OR(E4=\"\",E7=\"\",K4=\"\",J5=\"\",K6=\"\",K7=\"\",E17=\"\",E18=\"\",K17=\"\",K18=\"\",C23=\"\",C24=\"\",C25=\"\",C26=\"\",D23=\"\",D24=\"\",D25=\"\",D26=\"\",E23=\"\",E24=\"\",E25=\"\",E26=\"\",I23=\"\",I24=\"\",I25=\"\",I26=\"\",J23=\"\",J24=\"\",J25=\"\",J26=\"\",K23=\"\",K24=\"\",K25=\"\",K26=\"\"),1,0)","v":1},null,"Verantwortlicher",null,null,{"$f":"Einführung!K1","v":"V 1.0.0"},{"$f":"A1","v":"Kältegruppe  Detail ()"},null,null,null,null,null,null,{"$f":"H1","v":"Verantwortlicher"},{"$f":"I1","v":0},null,{"$f":"Einführung!K1","v":"V 1.0.0"}]
[]
[{"$f":"Begriffe!B672","v":"Technische Daten"},null,null,null,null,null,null,null,null,null,null,{"$f":"Begriffe!B700","v":"Hinweise"}]
[{"$f":"Begriffe!B673","v":"Kälteleistung Kältegruppe"},null,null,{"$f":"IFERROR(ABS(IF((E5-E6)*E7*1.163=0,\"\",(E5-E6)*E7*1.163)),\"\")","v":""},null,null,{"$f":"Begriffe!B678","v":"max. Leistungsaufnahme Pumpe"}]
[{"$f":"Begriffe!B674","v":"Vorlauftemperatur bei Auslegung"},null,null,null,null,null,{"$f":"Begriffe!B679","v":"Art der Raumregulierung"}]
[{"$f":"Begriffe!B675","v":"Rücklauftemperatur bei Auslegung"},null,null,null,null,null,{"$f":"Begriffe!B683","v":"Art des Kältebedarfs "}]
[{"$f":"Begriffe!B676","v":"Volumenstrom"},null,null,{"$f":"IFERROR(ABS(IF(0=E4/((E5-E6)*1.163),\"\",E4/((E5-E6)*1.163))),\"\")","v":""},null,null,{"$f":"Begriffe!B684","v":"Kälteerzeuger"}]
[{"$f":"Begriffe!B677","v":"Rohrdimension (Schätzung Kälteleistung)"},null,null,{"$f":"IFERROR(IF(E8=\"\",\"\",0.0024*E8^2.4632),\"\")","v":""}]
[]
[{"$f":"Begriffe!B685","v":"Bestehend"},null,null,null,null,null,{"$f":"Begriffe!B686","v":"Optimiert"},null,null,null,null,{"$f":"Begriffe!B701","v":"Energieverbrauch und Energiekosten"}]
[]
[{"$f":"Begriffe!B687","v":"Betriebszeiten Vorlauftemp. Anhebung"},null,null,{"$f":"Begriffe!B691","v":"von"},{"$f":"Begriffe!B692","v":"bis"},null,{"$f":"A12","v":"Betriebszeiten Vorlauftemp. Anhebung"},null,null,{"$f":"D12","v":"von"},{"$f":"E12","v":"bis"},null,{"$f":"Begriffe!B702","v":"Kosten Nutzenergie"},null,null,null,null,{"$f":"Begriffe!B703","v":"Kosten Hilfsenergie [Elektrizität] "}]
[null,null,{"$f":"Begriffe!B688","v":"Mo.-Fr. "},null,null,null,null,null,{"$f":"C13","v":"Mo.-Fr. "}]
[null,null,{"$f":"Begriffe!B689","v":"Samstag"},null,null,null,null,null,{"$f":"C14","v":"Samstag"}]
[null,null,{"$f":"Begriffe!B690","v":"Sonntag"},null,null,null,null,null,{"$f":"C15","v":"Sonntag"}]
[]
[{"$f":"Begriffe!B693","v":"Parameter"},null,{"$f":"Begriffe!B694","v":"Freigabetemperatur (Aussentemp.)"},null,null,null,{"$f":"A17","v":"Parameter"},null,{"$f":"C17","v":"Freigabetemperatur (Aussentemp.)"}]
[null,null,{"$f":"Begriffe!B695","v":"Raumtemperatur"},null,null,null,null,null,{"$f":"C18","v":"Raumtemperatur"},null,null,null,null,null,{"$f":"L51","v":"Nutzenergie"},{"$f":"O51","v":0},{"$f":"Q51","v":0}]
[null,null,null,null,null,null,null,null,null,null,null,null,null,null,{"$f":"L52","v":"Elektrizität Pumpen"},{"$f":"O52","v":0},{"$f":"Q52","v":0}]
[]
[]
[{"$f":"Begriffe!B696","v":"Kältekurve"},null,{"$f":"Begriffe!B697","v":"Aussentemp."},{"$f":"Begriffe!B698","v":"Vorlauftemp."},{"$f":"Begriffe!B699","v":"Vorlauftemp. Anh."},null,{"$f":"A22","v":"Kältekurve"},null,{"$f":"C22","v":"Aussentemp."},{"$f":"D22","v":"Vorlauftemp."},{"$f":"E22","v":"Vorlauftemp. Anh."}]
[]
[]
[]
[]
[]
[]
[null,null,null,null,null,null,null,null,null,null,null,null,null,null,null,{"$f":"Begriffe!B706","v":"Bestehend"},{"$f":"Begriffe!B707","v":"Optimiert"},{"$f":"Begriffe!B708","v":"Einsparung"}]
[null,null,null,null,null,null,null,null,null,null,null,null,null,{"$f":"Begriffe!B704","v":"Nutzenergie"},null,{"$f":"N51","v":0},{"$f":"P51","v":0},{"$f":"P30-Q30","v":0},{"$f":"ROUND(O51,-1)-ROUND(Q51,-1)","v":0},{"$f":"IFERROR(R30/P30,0)","v":0}]
[null,null,null,null,null,null,null,null,null,null,null,null,null,{"$f":"Begriffe!B705","v":"Hilfsenergie"},null,{"$f":"N52","v":0},{"$f":"P52","v":0},{"$f":"P31-Q31","v":0},{"$f":"ROUND(O52,-1)-ROUND(Q52,-1)","v":0},{"$f":"IFERROR(R31/P31,0)","v":0}]
[]
[]
[null,null,null,null,null,null,null,null,null,null,null,{"$f":"Begriffe!B709","v":"Energieverbrauch "}]
[null,null,null,null,null,null,null,null,null,null,null,null,{"$f":"Begriffe!B710","v":"Berechnet"},null,null,{"$f":"P30","v":0}]
[null,null,null,null,null,null,null,null,null,null,null,null,{"$f":"Begriffe!B711","v":"Real"}]
[null,null,null,null,null,null,null,null,null,null,null,{"$f":"Begriffe!B714","v":"Korrekturfaktor"},{"$f":"Begriffe!B713","v":"Abweichung"},null,null,{"$f":"IFERROR(P36/P35,\" \")","v":" "}]
[null,null,null,null,null,null,null,null,null,null,null,null,{"$f":"L37","v":"Korrekturfaktor"},null,null,1]
[]
[null,{"$f":"E17","v":0},{"$f":"E18","v":0},100,null,null,null,{"$f":"K17","v":0},{"$f":"K18","v":0},100]
[null,{"$f":"E17","v":0},{"$f":"C40","v":0},-100,null,null,null,{"$f":"H40","v":0},{"$f":"I40","v":0},-100]
[]
[]
[]
[]
[]
["Eingabe",null,null,null,null,null,null,null,null,null,null,"Ergebnisse"]
["Grundlage Berechnung",null,null,"alt","optimiert",{"$f":"MID(CELL(\"dateiname\",A1),FIND(\"]\",CELL(\"dateiname\",A1))+1,255)","v":"K10"},{"$f":"VLOOKUP(F48,Kühlung!A16:C25,3,FALSE)","v":"nein"},null,"Min",{"$f":"MIN(D23:E26,J23:K26)","v":0},null,"Energieverbrauch ",null,"Bestehend",null,"Optimiert"]
["Kennwerte:","Gekühlte Fläche","[m2]",null,null,"Kühlraum",{"$f":"G53","v":"ja"},null,"Max",{"$f":"MAX(D23:E26,J23:K26)","v":0},null,null,null,"Nutzenergie","Kosten","Nutzenergie","Kosten"]
[null,"Kühlleistung \nbei Aussentemperatur=32°C","[kW]",{"$f":"E4","v":0},{"$f":"D50*(1+(D61-MIN(E61,35))*0.035)","v":{"$error":"#N/A"}},null,null,null,null,null,null,null,null,"[kWh]","[CHF/a]","[kWh]","[CHF/a]"]
[null,"Länge Leitungsnetz gedämmt","[m]",{"$f":"D50*2.2*0.9","v":0},{"$f":"D51","v":0},null,null,null,{"$f":"Grundlagendaten!A98","v":"Klimakälte"},{"$f":"I51","v":"Klimakälte"},null,"Nutzenergie",null,0,0,0,0]
[null,"Länge Leitungsnetz ungedämmt","[m]",{"$f":"D50*2.2*0.1","v":0},{"$f":"D52","v":0},null,{"$f":"Begriffe!B76","v":"nein"},null,{"$f":"Grundlagendaten!A99","v":"Kühlraum"},{"$f":"I52","v":"Kühlraum"},null,"Elektrizität Pumpen",null,0,0,0,0]
[null,"Durchmesser Leitungsnetz","[mm]",{"$f":"IF(E8=\"\",0.1247*D52+ 37.983,VLOOKUP(E8,Grundlagendaten!A39:D53,3,FALSE))","v":37.982999999999997},{"$f":"D53","v":37.982999999999997},null,{"$f":"Begriffe!B77","v":"ja"},null,{"$f":"Grundlagendaten!A100","v":"Tiefkühlraum"},{"$f":"I52","v":"Kühlraum"},null,"Daten für KE"]
[null,"Volumenstrom Gruppe \nbei Aussentemperatur=32°C","[m3/h]",{"$f":"IF(G48=G49,E7,D50/((6)*1.163))","v":0},{"$f":"D54","v":0},null,null,null,{"$f":"Grundlagendaten!A101","v":"Prozesskälte"},{"$f":"I54","v":"Prozesskälte"},null,"BZ","Bestehend","Optimiert"]
[null,"Leistung der Pumpe","[kW]",{"$f":"IF(G48=G49,K4/1000,D50*0.001)","v":0},{"$f":"D55","v":0},null,null,null,null,null,null,"N: Mo-Fr. von","00:00:00","00:00:00"]
[null,"Art der Regulierung",null,"konstanter Volumenstrom",null,null,null,null,null,null,null,"N: Mo-Fr. bis","23:59:00","23:59:00"]
["Regulierung:","Regulierung der Pumpe",null,"Druckdifferenz","Druckdifferenz",null,null,null,null,null,null,"N: Sa von","00:00:00","00:00:00"]
[null,"Regulierung der Raumtemperatur",null,{"$f":"IF(G48=G49,J5,'Berechnung KG'!K15)","v":"Einzelraumregulierung"},{"$f":"D58","v":"Einzelraumregulierung"},null,null,null,null,null,null,"N: Sa bis","23:59:00","23:59:00"]
["Parameter:","Art des Kältebedarfs ",null,{"$f":"VLOOKUP(K6,I51:J54,2,FALSE)","v":{"$error":"#N/A"}},{"$f":"D59","v":{"$error":"#N/A"}},null,null,null,null,null,null,"N: So von","00:00:00","00:00:00"]
[null,"Freigabetemperatur","[°C]",{"$f":"E17","v":0},{"$f":"K17","v":0},null,null,null,null,null,null,"N: So bis","23:59:00","23:59:00"]
[null,"Raumtemperatur","[°C]",{"$f":"IF(G48=G49,E18,VLOOKUP(D59,Grundlagendaten!A98:B101,2,FALSE))","v":{"$error":"#N/A"}},{"$f":"IF(G48=G49,K18,VLOOKUP(E59,Grundlagendaten!A98:B101,2,FALSE))","v":{"$error":"#N/A"}},null,null,null,null,null,null,"E: Mo-Fr. von","00:00:00","00:00:00"]
[null,"Abhängigkeit Betriebsart \"Erhöht\" ",null,"Betriebszeiten",{"$f":"D62","v":"Betriebszeiten"},null,null,null,null,null,null,"E: Mo-Fr. bis","00:00:00","00:00:00"]
["Faktoren für Berechnung","Zeitfaktor Regulierung Druckdifferenz",null,0.8,null,null,null,null,null,null,null,"E: Sa von","00:00:00","00:00:00"]
[null,"Reduktion Raumtemp. bei Einzelraumreg.","K",1,null,null,null,null,null,null,null,"E: Sa bis","00:00:00","00:00:00"]
[null,"Reduktion Max. Leistung bei Prozesskälte",null,1,null,null,null,null,null,null,null,"E: So von","00:00:00","00:00:00"]
[null,"Delta ZUL von internen Lasten","K",4,null,null,null,null,null,null,null,"E: So bis","00:00:00","00:00:00"]
[null,"Reduktionsfaktor Pumpe mit FU",null,0.5,null,null,null,null,null,null,null,null,"Leistung kW",null,"Energieverbrauch kWh",null,"Vorlauftemp. Normal",null,"Vorlauftemp. Erhöht"]
[null,"Korrekturfaktor",null,{"$f":"P38*VLOOKUP(K7,KE!S41:W44,5,FALSE)","v":{"$error":"#N/A"}},null,null,null,null,null,null,null,null,"Bestehend","Optimiert","Bestehend","Optimiert","Bestehend","Optimiert","Bestehend","Optimiert"]
[null,"Anzahl Tage bei Regulierung \"Hand\"","Tage/Jahr",365,null,null,null,null,null,null,null,-25,0,0,{"$error":"#N/A"},{"$error":"#N/A"},0,0,0,0]
[null,"Entfeuchtung ab","g/kg",12,null,null,null,null,null,null,null,-24,0,0,{"$error":"#N/A"},{"$error":"#N/A"},0,0,0,0]
["Betriebszeiten:",null,"Mo - Fr.",null,"Sa",null,"So",null,null,null,null,-23,0,0,{"$error":"#N/A"},{"$error":"#N/A"},0,0,0,0]
["alt",null,"von","bis","von","bis","von","bis",null,null,null,-22,0,0,{"$error":"#N/A"},{"$error":"#N/A"},0,0,0,0]
[null,"Normal","00:00:00",{"$f":"IF(D13=\"\",D81,IF(D13<E13,D13,0))","v":"23:59:00"},"00:00:00",{"$f":"IF(D14=\"\",F81,IF(D14<E14,D14,0))","v":"23:59:00"},"00:00:00",{"$f":"IF(D15=\"\",H81,IF(D15<E15,D15,0))","v":"23:59:00"},null,null,null,-21,0,0,{"$error":"#N/A"},{"$error":"#N/A"},0,0,0,0]
[null,null,{"$f":"E13","v":"00:00:00"},{"$f":"IF(D73=D81,0,IF(D13>E13,D13,\"23:59\"))","v":"00:00:00"},{"$f":"E14","v":"00:00:00"},{"$f":"IF(F73=F81,0,IF(D14>E14,D14,\"23:59\"))","v":"00:00:00"},{"$f":"E15","v":"00:00:00"},{"$f":"IF(H73=H81,0,IF(D15>E15,D15,\"23:59\"))","v":"00:00:00"},null,null,null,-20,0,0,{"$error":"#N/A"},{"$error":"#N/A"},0,0,0,0]
[null,null,null,null,null,null,null,null,null,null,null,-19,0,0,{"$error":"#N/A"},{"$error":"#N/A"},0,0,0,0]
[null,null,null,null,null,null,null,null,null,null,null,-18,0,0,{"$error":"#N/A"},{"$error":"#N/A"},0,0,0,0]
[null,"Erhöht",{"$f":"IF(D13<E13,D13,0)","v":"00:00:00"},{"$f":"E13","v":"00:00:00"},{"$f":"IF(D13<E13,D13,0)","v":"00:00:00"},{"$f":"E14","v":"00:00:00"},{"$f":"IF(D15<E15,D15,0)","v":"00:00:00"},{"$f":"E15","v":"00:00:00"},null,null,null,-17,0,0,{"$error":"#N/A"},{"$error":"#N/A"},0,0,0,0]
[null,null,{"$f":"IF(D13>E13,D13,0)","v":"00:00:00"},{"$f":"IF(C78=0,0,D81)","v":"00:00:00"},{"$f":"IF(D14>E14,D14,0)","v":"00:00:00"},{"$f":"IF(E78=0,0,F81)","v":"00:00:00"},{"$f":"IF(D15>E15,D15,0)","v":"00:00:00"},{"$f":"IF(G78=0,0,H81)","v":"00:00:00"},null,null,null,-16,0,0,{"$error":"#N/A"},{"$error":"#N/A"},0,0,0,0]
[null,null,null,null,null,null,null,null,null,null,null,-15,0,0,{"$error":"#N/A"},{"$error":"#N/A"},0,0,0,0]
[null,null,null,null,null,null,null,null,null,null,null,-14,0,0,{"$error":"#N/A"},{"$error":"#N/A"},0,0,0,0]
[null,"Plausibilitätstest",{"$f":"IF((SUM(D73:D80)-SUM(C73:C80))<1,\"i.O\",\"Zuviele Stunden!\")","v":"i.O"},"23:59:00",{"$f":"IF((SUM(F73:F80)-SUM(E74:E80))<1,\"i.O\",\"Zuviele Stunden!\")","v":"i.O"},{"$f":"D81","v":"23:59:00"},{"$f":"IF((SUM(H73:H80)-SUM(G74:G80))<1,\"i.O\",\"Zuviele Stunden!\")","v":"i.O"},{"$f":"F81","v":"23:59:00"},null,null,null,-13,0,0,{"$error":"#N/A"},{"$error":"#N/A"},0,0,0,0]
["optimiert",null,"Mo - Fr.",null,"Sa",null,"So",null,null,null,null,-12,0,0,{"$error":"#N/A"},{"$error":"#N/A"},0,0,0,0]
[null,null,"von","bis","von","bis","von","bis",null,null,null,-11,0,0,{"$error":"#N/A"},{"$error":"#N/A"},0,0,0,0]
[null,"Normal","00:00:00",{"$f":"IF(J13=\"\",D92,IF(J13<K13,J13,0))","v":"23:59:00"},"00:00:00",{"$f":"IF(J14=\"\",F81,IF(J14<K14,J14,0))","v":"23:59:00"},"00:00:00",{"$f":"IF(J15=\"\",H81,IF(J15<K15,J15,0))","v":"23:59:00"},null,null,null,-10,0,0,{"$error":"#N/A"},{"$error":"#N/A"},0,0,0,0]
[null,null,{"$f":"IF(J13<K13,K13,K13)","v":"00:00:00"},{"$f":"IF(D84=D92,0,IF(J13>K13,J13,\"23:59\"))","v":"00:00:00"},{"$f":"IF(J14<K14,K14,K14)","v":"00:00:00"},{"$f":"IF(F84=F92,0,IF(J14>K14,J14,\"23:59\"))","v":"00:00:00"},{"$f":"K15","v":"00:00:00"},{"$f":"IF(H84=H92,0,IF(J15>K15,J15,\"23:59\"))","v":"00:00:00"},null,null,null,-9,0,0,{"$error":"#N/A"},{"$error":"#N/A"},0,0,0,0]
[null,null,null,null,null,null,null,null,null,null,null,-8,0,0,{"$error":"#N/A"},{"$error":"#N/A"},0,0,0,0]
[null,null,null,null,null,null,null,null,null,null,null,-7,0,0,{"$error":"#N/A"},{"$error":"#N/A"},0,0,0,0]
[null,"Erhöht",{"$f":"IF(J13<K13,J13,0)","v":"00:00:00"},{"$f":"K13","v":"00:00:00"},{"$f":"IF(J13<K13,J13,0)","v":"00:00:00"},{"$f":"K14","v":"00:00:00"},{"$f":"IF(J15<K15,J15,0)","v":"00:00:00"},{"$f":"K15","v":"00:00:00"},null,null,null,-6,0,0,{"$error":"#N/A"},{"$error":"#N/A"},0,0,0,0]
[null,null,{"$f":"IF(J13>K13,J13,0)","v":"00:00:00"},{"$f":"IF(C89=0,0,D92)","v":"00:00:00"},{"$f":"IF(J14>K14,J14,0)","v":"00:00:00"},{"$f":"IF(E89=0,0,F92)","v":"00:00:00"},{"$f":"IF(J15>K15,J15,0)","v":"00:00:00"},{"$f":"IF(G89=0,0,H92)","v":"00:00:00"},null,null,null,-5,0,0,{"$error":"#N/A"},{"$error":"#N/A"},0,0,0,0]
[null,null,null,null,null,null,null,null,null,null,null,-4,0,0,{"$error":"#N/A"},{"$error":"#N/A"},0,0,0,0]
[null,null,null,null,null,null,null,null,null,null,null,-3,0,0,{"$error":"#N/A"},{"$error":"#N/A"},0,0,0,0]
[null,"Plausibilitätstest",{"$f":"IF((SUM(D84:D91)-SUM(C85:C91))<1,\"i.O\",\"Zuviele Stunden!\")","v":"i.O"},{"$f":"D81","v":"23:59:00"},{"$f":"IF((SUM(F84:F91)-SUM(E85:E91))<1,\"i.O\",\"Zuviele Stunden!\")","v":"i.O"},{"$f":"F81","v":"23:59:00"},{"$f":"IF((SUM(H84:H91)-SUM(G85:G91))<1,\"i.O\",\"Zuviele Stunden!\")","v":"i.O"},{"$f":"H81","v":"23:59:00"},null,null,null,-2,0,0,{"$error":"#N/A"},{"$error":"#N/A"},0,0,0,0]
["Kältekurve:","Normal",null,null,"Erhöht",null,null,null,null,null,null,-1,0,0,{"$error":"#N/A"},{"$error":"#N/A"},0,0,0,0]
["alt","tA ","tVL ",null,"tA ","tVL ",null,null,null,null,null,0,0,0,{"$error":"#N/A"},{"$error":"#N/A"},0,0,0,0]
[null,"[°C]","[°C]",null,"[°C]","[°C]",null,null,null,null,null,1,{"$error":"#N/A"},{"$error":"#N/A"},{"$error":"#N/A"},{"$error":"#N/A"},0,0,0,0]
[null,{"$f":"IF($G$48=$G$49,C23,C24-2)","v":-2},{"$f":"IF(G48=G49,D23,D24)","v":0},null,{"$f":"IF($G$48=$G$49,C23,C24-2)","v":-2},{"$f":"IF(G48=G49,E23,E24)","v":0},null,null,null,null,null,2,{"$error":"#N/A"},{"$error":"#N/A"},{"$error":"#N/A"},{"$error":"#N/A"},0,0,0,0]
[null,{"$f":"C24","v":0},{"$f":"D24","v":0},null,{"$f":"C24","v":0},{"$f":"E24","v":0},null,null,null,null,null,3,{"$error":"#N/A"},{"$error":"#N/A"},{"$error":"#N/A"},{"$error":"#N/A"},0,0,0,0]
[null,{"$f":"C25","v":0},{"$f":"D25","v":0},null,{"$f":"C25","v":0},{"$f":"E25","v":0},null,null,null,null,null,4,{"$error":"#N/A"},{"$error":"#N/A"},{"$error":"#N/A"},{"$error":"#N/A"},0,0,0,0]
[null,{"$f":"IF($G$48=$G$49,C26,C25+2)","v":2},{"$f":"IF($G$48=$G$49,D26,D25)","v":0},null,{"$f":"IF($G$48=$G$49,C26,C25+2)","v":2},{"$f":"IF($G$48=$G$49,E26,E25)","v":0},null,null,null,null,null,5,{"$error":"#N/A"},{"$error":"#N/A"},{"$error":"#N/A"},{"$error":"#N/A"},0,0,0,0]
["optimiert","Normal",null,null,"Erhöht",null,null,null,null,null,null,6,{"$error":"#N/A"},{"$error":"#N/A"},{"$error":"#N/A"},{"$error":"#N/A"},0,0,0,0]
[null,"tA ","tVL ",null,"tA ","tVL ",null,null,null,null,null,7,{"$error":"#N/A"},{"$error":"#N/A"},{"$error":"#N/A"},{"$error":"#N/A"},0,0,0,0]
[null,"[°C]","[°C]",null,"[°C]","[°C]",null,null,null,null,null,8,{"$error":"#N/A"},{"$error":"#N/A"},{"$error":"#N/A"},{"$error":"#N/A"},0,0,0,0]
[null,{"$f":"IF($G$48=$G$49,I23,I24-2)","v":-2},{"$f":"IF($G$48=$G$49,J23,J24)","v":0},null,{"$f":"IF($G$48=$G$49,I23,I24-2)","v":-2},{"$f":"IF($G$48=$G$49,K23,K24)","v":0},null,null,null,null,null,9,{"$error":"#N/A"},{"$error":"#N/A"},{"$error":"#N/A"},{"$error":"#N/A"},0,0,0,0]
[null,{"$f":"I24","v":0},{"$f":"J24","v":0},null,{"$f":"I24","v":0},{"$f":"K24","v":0},null,null,null,null,null,10,{"$error":"#N/A"},{"$error":"#N/A"},{"$error":"#N/A"},{"$error":"#N/A"},0,0,0,0]
[null,{"$f":"I25","v":0},{"$f":"J25","v":0},null,{"$f":"I25","v":0},{"$f":"K25","v":0},null,null,null,null,null,11,{"$error":"#N/A"},{"$error":"#N/A"},{"$error":"#N/A"},{"$error":"#N/A"},0,0,0,0]
[null,{"$f":"IF($G$48=$G$49,I26,I25+2)","v":2},{"$f":"IF($G$48=$G$49,J26,J25)","v":0},null,{"$f":"IF($G$48=$G$49,I26,I25+2)","v":2},{"$f":"IF($G$48=$G$49,K26,K25)","v":0},null,null,null,null,null,12,{"$error":"#N/A"},{"$error":"#N/A"},{"$error":"#N/A"},{"$error":"#N/A"},0,0,0,0]
[null,null,null,null,null,null,null,null,null,null,null,13,{"$error":"#N/A"},{"$error":"#N/A"},{"$error":"#N/A"},{"$error":"#N/A"},0,0,0,0]
[null,null,null,null,null,null,null,null,null,null,null,14,{"$error":"#N/A"},{"$error":"#N/A"},{"$error":"#N/A"},{"$error":"#N/A"},0,0,0,0]
[null,null,null,null,null,null,null,null,null,null,null,15,{"$error":"#N/A"},{"$error":"#N/A"},{"$error":"#N/A"},{"$error":"#N/A"},0,0,0,0]
[null,null,null,null,null,null,null,null,null,null,null,16,{"$error":"#N/A"},{"$error":"#N/A"},{"$error":"#N/A"},{"$error":"#N/A"},0,0,0,0]
[null,null,null,null,null,null,null,null,null,null,null,17,{"$error":"#N/A"},{"$error":"#N/A"},{"$error":"#N/A"},{"$error":"#N/A"},0,0,0,0]
[null,null,null,null,null,null,null,null,null,null,null,18,{"$error":"#N/A"},{"$error":"#N/A"},{"$error":"#N/A"},{"$error":"#N/A"},0,0,0,0]
[null,null,null,null,null,null,null,null,null,null,null,19,{"$error":"#N/A"},{"$error":"#N/A"},{"$error":"#N/A"},{"$error":"#N/A"},0,0,0,0]
[null,null,null,null,null,null,null,null,null,null,null,20,{"$error":"#N/A"},{"$error":"#N/A"},{"$error":"#N/A"},{"$error":"#N/A"},0,0,0,0]
[null,null,null,null,null,null,null,null,null,null,null,21,{"$error":"#N/A"},{"$error":"#N/A"},{"$error":"#N/A"},{"$error":"#N/A"},0,0,0,0]
[null,null,null,null,null,null,null,null,null,null,null,22,{"$error":"#N/A"},{"$error":"#N/A"},{"$error":"#N/A"},{"$error":"#N/A"},0,0,0,0]
[null,null,null,null,null,null,null,null,null,null,null,23,{"$error":"#N/A"},{"$error":"#N/A"},{"$error":"#N/A"},{"$error":"#N/A"},0,0,0,0]
[null,null,null,null,null,null,null,null,null,null,null,24,{"$error":"#N/A"},{"$error":"#N/A"},{"$error":"#N/A"},{"$error":"#N/A"},0,0,0,0]
[null,null,null,null,null,null,null,null,null,null,null,25,{"$error":"#N/A"},{"$error":"#N/A"},{"$error":"#N/A"},{"$error":"#N/A"},0,0,0,0]
[null,null,null,null,null,null,null,null,null,null,null,26,{"$error":"#N/A"},{"$error":"#N/A"},{"$error":"#N/A"},{"$error":"#N/A"},0,0,0,0]
[null,null,null,null,null,null,null,null,null,null,null,27,{"$error":"#N/A"},{"$error":"#N/A"},{"$error":"#N/A"},{"$error":"#N/A"},0,0,0,0]
[null,null,null,null,null,null,null,null,null,null,null,28,{"$error":"#N/A"},{"$error":"#N/A"},{"$error":"#N/A"},{"$error":"#N/A"},0,0,0,0]
[null,null,null,null,null,null,null,null,null,null,null,29,{"$error":"#N/A"},{"$error":"#N/A"},{"$error":"#N/A"},{"$error":"#N/A"},0,0,0,0]
[null,null,null,null,null,null,null,null,null,null,null,30,{"$error":"#N/A"},{"$error":"#N/A"},{"$error":"#N/A"},{"$error":"#N/A"},0,0,0,0]
[null,null,null,null,null,null,null,null,null,null,null,31,{"$error":"#N/A"},{"$error":"#N/A"},{"$error":"#N/A"},{"$error":"#N/A"},0,0,0,0]
[null,null,null,null,null,null,null,null,null,null,null,32,{"$error":"#N/A"},{"$error":"#N/A"},{"$error":"#N/A"},{"$error":"#N/A"},0,0,0,0]
[null,null,null,null,null,null,null,null,null,null,null,33,{"$error":"#N/A"},{"$error":"#N/A"},{"$error":"#N/A"},{"$error":"#N/A"},0,0,0,0]
[null,null,null,null,null,null,null,null,null,null,null,34,{"$error":"#N/A"},{"$error":"#N/A"},{"$error":"#N/A"},{"$error":"#N/A"},0,0,0,0]
[null,null,null,null,null,null,null,null,null,null,null,35,{"$error":"#N/A"},{"$error":"#N/A"},{"$error":"#N/A"},{"$error":"#N/A"},0,0,0,0]

{"sheet":"Beleuchtung","index":41,"n_rows":60,"n_cols":17,"rows_kept":60,"cut":false,"hidden":true,"merged":[[20,2,20,3],[20,12,20,13],[49,12,49,13],[5,12,5,13],[6,12,6,13],[13,12,13,13],[14,12,14,13],[7,12,7,13],[8,12,8,13],[9,12,9,13],[10,12,10,13],[11,12,11,13],[12,12,12,13],[15,12,15,13],[16,12,16,13],[45,12,45,13],[46,12,46,13],[47,12,47,13],[48,12,48,13],[17,12,17,13],[18,12,18,13],[19,12,19,13],[50,12,50,13],[51,12,51,13],[52,12,52,13],[53,12,53,13],[54,12,54,13],[58,12,58,13],[59,12,59,13],[55,12,55,13],[56,12,56,13],[57,12,57,13],[27,10,27,11],[26,10,26,11],[25,10,25,11],[33,10,33,11],[34,10,34,11],[32,10,32,11],[31,10,31,11],[30,10,30,11],[29,10,29,11],[28,10,28,11],[35,10,35,11],[36,10,36,11],[37,10,37,11],[38,10,38,11],[39,10,39,11]]}
[{"$f":"Begriffe!B715","v":"Übersicht Beleuchtung"},null,null,null,{"$f":"Begriffe!B716","v":"Status"},{"$f":"IF(Q1=0,0,1)","v":0},null,null,null,null,null,null,null,{"$f":"Einführung!K1","v":"V 1.0.0"},null,null,{"$f":"SUM(Q6:Q40)","v":0}]
[{"$f":"Begriffe!B717","v":"Bestehende Einstellungen"}]
[{"$f":"Begriffe!B719","v":"Nr."},{"$f":"Begriffe!B720","v":"Bezeichnung"},{"$f":"Begriffe!B722","v":"Lampentyp"},{"$f":"Begriffe!B723","v":"Anzahl"},{"$f":"Begriffe!B724","v":"Leistung"},{"$f":"Begriffe!B725","v":"Steuerung"},{"$f":"Begriffe!B730","v":"Tageslicht-"},{"$f":"Begriffe!B735","v":"Personen-"},{"$f":"Begriffe!B740","v":"Volllaststunden"}]
[null,{"$f":"Begriffe!B721","v":"Leuchte"},null,null,null,null,{"$f":"Begriffe!B731","v":"verfügbarkeit"},{"$f":"Begriffe!B736","v":"frequenz"},{"$f":"Begriffe!B742","v":"Standard"},{"$f":"Begriffe!B741","v":"geschätzt"}]
[null,"-","-",{"$f":"Begriffe!B797","v":"Stk."},{"$f":"Begriffe!B798","v":"W / Stk. "},"-","-","-","h/a","h/a",null,null,null,null,{"$f":"Startblatt!J25","v":0}]
["B01",null,null,null,null,null,null,null,{"$f":"IFERROR('Berechnung Bel'!N11,0)","v":0},null,null,null,null,null,{"$f":"IF(OR(B6=\"\",C6=\"\",D6=\"\",E6=\"\",F6=\"\",G6=\"\",H6=\"\"),1,0)","v":1},1,{"$f":"IF(P6<=$O$5,O6,0)","v":0}]
["B02",null,null,null,null,null,null,null,{"$f":"IFERROR('Berechnung Bel'!N12,0)","v":0},null,null,null,null,null,{"$f":"IF(OR(B7=\"\",C7=\"\",D7=\"\",E7=\"\",F7=\"\",G7=\"\",H7=\"\"),1,0)","v":1},2,{"$f":"IF(P7<=$O$5,O7,0)","v":0}]
["B03",null,null,null,null,null,null,null,{"$f":"IFERROR('Berechnung Bel'!N13,0)","v":0},null,null,null,null,null,1,3,0]
["B04",null,null,null,null,null,null,null,{"$f":"IFERROR('Berechnung Bel'!N14,0)","v":0},null,null,null,null,null,1,4,0]
["B05",null,null,null,null,null,null,null,{"$f":"IFERROR('Berechnung Bel'!N15,0)","v":0},null,null,null,null,null,1,5,0]
["B06",null,null,null,null,null,null,null,{"$f":"IFERROR('Berechnung Bel'!N16,0)","v":0},null,null,null,null,null,1,6,0]
["B07",null,null,null,null,null,null,null,{"$f":"IFERROR('Berechnung Bel'!N17,0)","v":0},null,null,null,null,null,1,7,0]
["B08",null,null,null,null,null,null,null,{"$f":"IFERROR('Berechnung Bel'!N18,0)","v":0},null,null,null,null,null,1,8,0]
["B09",null,null,null,null,null,null,null,{"$f":"IFERROR('Berechnung Bel'!N19,0)","v":0},null,null,null,null,null,1,9,0]
["B10",null,null,null,null,null,null,null,{"$f":"IFERROR('Berechnung Bel'!N20,0)","v":0},null,null,null,null,null,1,10,0]
["B11",null,null,null,null,null,null,null,{"$f":"IFERROR('Berechnung Bel'!N21,0)","v":0},null,null,null,null,null,1,11,0]
["B12",null,null,null,null,null,null,null,{"$f":"IFERROR('Berechnung Bel'!N22,0)","v":0},null,null,null,null,null,1,12,0]
["B13",null,null,null,null,null,null,null,{"$f":"IFERROR('Berechnung Bel'!N23,0)","v":0},null,null,null,null,null,1,13,0]
["B14",null,null,null,null,null,null,null,{"$f":"IFERROR('Berechnung Bel'!N24,0)","v":0},null,null,null,null,null,1,14,0]
["B15",null,null,null,null,null,null,null,{"$f":"IFERROR('Berechnung Bel'!N25,0)","v":0},null,null,null,null,null,{"$f":"IF(OR(B20=\"\",C20=\"\",D20=\"\",E20=\"\",F20=\"\",G20=\"\",H20=\"\"),1,0)","v":1},15,0]
[]
[{"$f":"Begriffe!B718","v":"Optimierte Einstellungen"}]
[{"$f":"A3","v":"Nr."},"Bezeichnung","Lampentyp","Anzahl","Leistung","Steuerung","Tageslicht-","Personen-",{"$f":"I3","v":"Volllaststunden"},null,{"$f":"Begriffe!B743","v":"Hinweise"},null,{"$f":"Begriffe!B744","v":"Datum "},{"$f":"Begriffe!B745","v":"Kürzel"}]
[null,{"$f":"B4","v":"Leuchte"},null,null,null,null,{"$f":"G4","v":"verfügbarkeit"},{"$f":"H4","v":"frequenz"},{"$f":"I4","v":"Standard"},{"$f":"J4","v":"geschätzt"},null,null,null,{"$f":"Begriffe!B746","v":"Person"}]
[null,"-","-",{"$f":"D5","v":"Stk."},{"$f":"E5","v":"W / Stk. "},"-","-","-",{"$f":"I5","v":"h/a"},"h/a","-",null,"-","-"]
["B01",{"$f":"IF(B6=\"\",\"\",B6)","v":""},null,null,null,null,null,{"$f":"IF(H6=\"\",\"\",H6)","v":""},{"$f":"IFERROR('Berechnung Bel'!N31,0)","v":0},null,null,null,null,null,{"$f":"IF(OR(C26=\"\",D26=\"\",E26=\"\",F26=\"\",G26=\"\"),1,0)","v":1},1,{"$f":"IF(P26<=$O$5,O26,0)","v":0}]
["B02","",null,null,null,null,null,{"$f":"IF(H7=\"\",\"\",H7)","v":""},{"$f":"IFERROR('Berechnung Bel'!N32,0)","v":0},null,null,null,null,null,{"$f":"IF(OR(C27=\"\",D27=\"\",E27=\"\",F27=\"\",G27=\"\"),1,0)","v":1},2,0]
["B03","",null,null,null,null,null,"",{"$f":"IFERROR('Berechnung Bel'!N33,0)","v":0},null,null,null,null,null,1,3,0]
["B04","",null,null,null,null,null,"",{"$f":"IFERROR('Berechnung Bel'!N34,0)","v":0},null,null,null,null,null,1,4,0]
["B05","",null,null,null,null,null,"",{"$f":"IFERROR('Berechnung Bel'!N35,0)","v":0},null,null,null,null,null,1,5,0]
["B06","",null,null,null,null,null,"",{"$f":"IFERROR('Berechnung Bel'!N36,0)","v":0},null,null,null,null,null,1,6,0]
["B07","",null,null,null,null,null,"",{"$f":"IFERROR('Berechnung Bel'!N37,0)","v":0},null,null,null,null,null,1,7,0]
["B08","",null,null,null,null,null,"",{"$f":"IFERROR('Berechnung Bel'!N38,0)","v":0},null,null,null,null,null,1,8,0]
["B09","",null,null,null,null,null,"",{"$f":"IFERROR('Berechnung Bel'!N39,0)","v":0},null,null,null,null,null,1,9,0]
["B10","",null,null,null,null,null,"",{"$f":"IFERROR('Berechnung Bel'!N40,0)","v":0},null,null,null,null,null,1,10,0]
["B11",{"$f":"IF(B16=\"\",\"\",B16)","v":""},null,null,null,null,null,"",{"$f":"IFERROR('Berechnung Bel'!N41,0)","v":0},null,null,null,null,null,1,11,0]
["B12",{"$f":"IF(B17=\"\",\"\",B17)","v":""},null,null,null,null,null,"",{"$f":"IFERROR('Berechnung Bel'!N42,0)","v":0},null,null,null,null,null,1,12,0]
["B13",{"$f":"IF(B18=\"\",\"\",B18)","v":""},null,null,null,null,null,"",{"$f":"IFERROR('Berechnung Bel'!N43,0)","v":0},null,null,null,null,null,1,13,0]
["B14",{"$f":"IF(B19=\"\",\"\",B19)","v":""},null,null,null,null,null,"",{"$f":"IFERROR('Berechnung Bel'!N44,0)","v":0},null,null,null,null,null,1,14,0]
["B15",{"$f":"IF(B20=\"\",\"\",B20)","v":""},null,null,null,null,null,"",{"$f":"IFERROR('Berechnung Bel'!N45,0)","v":0},null,null,null,null,null,1,15,0]
[]
[{"$f":"Begriffe!B747","v":"Energiekosten / -verbrauch und Einsparung pro Jahr"}]
[{"$f":"Begriffe!B748","v":"Nr."},{"$f":"Begriffe!B749","v":"Bezeichnung"},{"$f":"Begriffe!B751","v":"Bestehender Energieverbrauch "},null,{"$f":"Begriffe!B754","v":"Optimierter Energieverbrauch"},null,{"$f":"Begriffe!B757","v":"Einsparung"}]
[null,{"$f":"Begriffe!B750","v":"Anlage"},{"$f":"Begriffe!B752","v":"Elektrizität"},{"$f":"Begriffe!B753","v":"Kosten"},{"$f":"Begriffe!B755","v":"Elektrizität"},{"$f":"Begriffe!B756","v":"Kosten"},{"$f":"Begriffe!B758","v":"Endenergie"},{"$f":"Begriffe!B759","v":"Kosten"},{"$f":"Begriffe!B760","v":"Prozentual"}]
[null,null,"kWh","CHF","kWh","CHF","kWh","CHF","%"]
[{"$f":"A26","v":"B01"},{"$f":"IF(B6=\"\",\"\",B6)","v":""},{"$f":"IFERROR('Berechnung Bel'!P11,\"\")","v":""},{"$f":"IFERROR(ROUND('Berechnung Bel'!Q11,-1),\"\")","v":""},{"$f":"IFERROR('Berechnung Bel'!P31,\"\")","v":""},{"$f":"IFERROR(ROUND('Berechnung Bel'!Q31,-1),\"\")","v":""},{"$f":"IFERROR((C46-E46),\"\")","v":""},{"$f":"IFERROR(D46-F46,\"\")","v":""},{"$f":"IFERROR(H46/D46,0)","v":0}]
["B02","",{"$f":"IFERROR('Berechnung Bel'!P12,\"\")","v":""},{"$f":"IFERROR(ROUND('Berechnung Bel'!Q12,-1),\"\")","v":""},{"$f":"IFERROR('Berechnung Bel'!P32,\"\")","v":""},{"$f":"IFERROR(ROUND('Berechnung Bel'!Q32,-1),\"\")","v":""},{"$f":"IFERROR((C47-E47),\"\")","v":""},{"$f":"IFERROR(D47-F47,\"\")","v":""},{"$f":"IFERROR(H47/D47,0)","v":0}]
["B03","",{"$f":"IFERROR('Berechnung Bel'!P13,\"\")","v":""},{"$f":"IFERROR(ROUND('Berechnung Bel'!Q13,-1),\"\")","v":""},{"$f":"IFERROR('Berechnung Bel'!P33,\"\")","v":""},{"$f":"IFERROR(ROUND('Berechnung Bel'!Q33,-1),\"\")","v":""},"","",0]
["B04","",{"$f":"IFERROR('Berechnung Bel'!P14,\"\")","v":""},{"$f":"IFERROR(ROUND('Berechnung Bel'!Q14,-1),\"\")","v":""},{"$f":"IFERROR('Berechnung Bel'!P34,\"\")","v":""},{"$f":"IFERROR(ROUND('Berechnung Bel'!Q34,-1),\"\")","v":""},"","",0]
["B05","",{"$f":"IFERROR('Berechnung Bel'!P15,\"\")","v":""},{"$f":"IFERROR(ROUND('Berechnung Bel'!Q15,-1),\"\")","v":""},{"$f":"IFERROR('Berechnung Bel'!P35,\"\")","v":""},{"$f":"IFERROR(ROUND('Berechnung Bel'!Q35,-1),\"\")","v":""},"","",0]
["B06","",{"$f":"IFERROR('Berechnung Bel'!P16,\"\")","v":""},{"$f":"IFERROR(ROUND('Berechnung Bel'!Q16,-1),\"\")","v":""},{"$f":"IFERROR('Berechnung Bel'!P36,\"\")","v":""},{"$f":"IFERROR(ROUND('Berechnung Bel'!Q36,-1),\"\")","v":""},"","",0]
["B07","",{"$f":"IFERROR('Berechnung Bel'!P17,\"\")","v":""},{"$f":"IFERROR(ROUND('Berechnung Bel'!Q17,-1),\"\")","v":""},{"$f":"IFERROR('Berechnung Bel'!P37,\"\")","v":""},{"$f":"IFERROR(ROUND('Berechnung Bel'!Q37,-1),\"\")","v":""},"","",0]
["B08","",{"$f":"IFERROR('Berechnung Bel'!P18,\"\")","v":""},{"$f":"IFERROR(ROUND('Berechnung Bel'!Q18,-1),\"\")","v":""},{"$f":"IFERROR('Berechnung Bel'!P38,\"\")","v":""},{"$f":"IFERROR(ROUND('Berechnung Bel'!Q38,-1),\"\")","v":""},"","",0]
["B09","",{"$f":"IFERROR('Berechnung Bel'!P19,\"\")","v":""},{"$f":"IFERROR(ROUND('Berechnung Bel'!Q19,-1),\"\")","v":""},{"$f":"IFERROR('Berechnung Bel'!P39,\"\")","v":""},{"$f":"IFERROR(ROUND('Berechnung Bel'!Q39,-1),\"\")","v":""},"","",0]
["B10","",{"$f":"IFERROR('Berechnung Bel'!P20,\"\")","v":""},{"$f":"IFERROR(ROUND('Berechnung Bel'!Q20,-1),\"\")","v":""},{"$f":"IFERROR('Berechnung Bel'!P40,\"\")","v":""},{"$f":"IFERROR(ROUND('Berechnung Bel'!Q40,-1),\"\")","v":""},"","",0]
[{"$f":"A36","v":"B11"},{"$f":"IF(B16=\"\",\"\",B16)","v":""},{"$f":"IFERROR('Berechnung Bel'!P21,\"\")","v":""},{"$f":"IFERROR(ROUND('Berechnung Bel'!Q21,-1),\"\")","v":""},{"$f":"IFERROR('Berechnung Bel'!P41,\"\")","v":""},{"$f":"IFERROR(ROUND('Berechnung Bel'!Q41,-1),\"\")","v":""},"","",0]
[{"$f":"A37","v":"B12"},{"$f":"IF(B17=\"\",\"\",B17)","v":""},{"$f":"IFERROR('Berechnung Bel'!P22,\"\")","v":""},{"$f":"IFERROR(ROUND('Berechnung Bel'!Q22,-1),\"\")","v":""},{"$f":"IFERROR('Berechnung Bel'!P42,\"\")","v":""},{"$f":"IFERROR(ROUND('Berechnung Bel'!Q42,-1),\"\")","v":""},"","",0]
[{"$f":"A38","v":"B13"},{"$f":"IF(B18=\"\",\"\",B18)","v":""},{"$f":"IFERROR('Berechnung Bel'!P23,\"\")","v":""},{"$f":"IFERROR(ROUND('Berechnung Bel'!Q23,-1),\"\")","v":""},{"$f":"IFERROR('Berechnung Bel'!P43,\"\")","v":""},{"$f":"IFERROR(ROUND('Berechnung Bel'!Q43,-1),\"\")","v":""},"","",0]
[{"$f":"A39","v":"B14"},{"$f":"IF(B19=\"\",\"\",B19)","v":""},{"$f":"IFERROR('Berechnung Bel'!P24,\"\")","v":""},{"$f":"IFERROR(ROUND('Berechnung Bel'!Q24,-1),\"\")","v":""},{"$f":"IFERROR('Berechnung Bel'!P44,\"\")","v":""},{"$f":"IFERROR(ROUND('Berechnung Bel'!Q44,-1),\"\")","v":""},"","",0]
[{"$f":"A40","v":"B15"},{"$f":"IF(B20=\"\",\"\",B20)","v":""},{"$f":"IFERROR('Berechnung Bel'!P25,\"\")","v":""},{"$f":"IFERROR(ROUND('Berechnung Bel'!Q25,-1),\"\")","v":""},{"$f":"IFERROR('Berechnung Bel'!P45,\"\")","v":""},{"$f":"IFERROR(ROUND('Berechnung Bel'!Q45,-1),\"\")","v":""},"","",0]

{"sheet":"Monitoring","index":42,"n_rows":50,"n_cols":22,"rows_kept":50,"cut":false,"hidden":true,"merged":[[26,6,26,7],[27,6,27,7],[23,2,23,3],[23,4,23,5],[23,6,23,7],[24,2,24,3],[25,2,25,3],[26,2,26,3],[27,2,27,3],[24,4,24,5],[25,4,25,5],[26,4,26,5],[27,4,27,5],[25,6,25,7],[21,0,21,1],[16,2,16,3],[2,11,2,12],[3,11,11,21],[24,6,24,7],[9,2,9,3],[15,2,15,3],[10,2,10,3],[14,2,14,3],[13,2,13,3],[12,2,12,3],[11,2,11,3]]}
[{"$f":"Begriffe!B761","v":"Energie-Monitoring"},null,null,null,null,null,null,null,null,null,{"$f":"Einführung!K1","v":"V 1.0.0"}]
[]
[{"$f":"Begriffe!B762","v":"Historie Betriebsoptimierung"},null,null,null,null,null,null,null,null,null,null,{"$f":"Begriffe!B788","v":"Hinweise"}]
[{"$f":"Begriffe!B763","v":"letzte Betriebsoptimierung "}]
[{"$f":"Begriffe!B764","v":"nächste Betriebsoptimierung"},null,{"$f":"IF(C4=\"\",\"\",C4+(365*5))","v":""}]
[]
[]
[{"$f":"Begriffe!B765","v":"Gesamtenergieverbrauch  / Einsparung Betriebsoptimierung"}]
[]
[{"$f":"Begriffe!B766","v":"Energieverbrauch real"},null,{"$f":"Begriffe!B767","v":"Einheit"},null,{"$f":"Startblatt!J14-1","v":-1},{"$f":"E10+1","v":0},{"$f":"F10+1","v":1},{"$f":"G10+1","v":2},{"$f":"H10+1","v":3},{"$f":"I10+1","v":4}]
[{"$f":"IF(Startblatt!B21=\"\",\"\",Startblatt!B21)","v":""},null,"kWh",null,{"$f":"Startblatt!C21","v":0}]
[{"$f":"IF(Startblatt!B22=\"\",\"\",Startblatt!B22)","v":""},null,"kWh",null,{"$f":"Startblatt!C22","v":0}]
[{"$f":"IF(Startblatt!B23=\"\",\"\",Startblatt!B23)","v":""},null,"kWh",null,{"$f":"Startblatt!C23","v":0}]
[{"$f":"IF(Startblatt!B24=\"\",\"\",Startblatt!B24)","v":""},null,"kWh",null,{"$f":"Startblatt!C24","v":0}]
[{"$f":"Begriffe!B768","v":"Total "},null,"kWh",null,{"$f":"E11+E12+E13+E14","v":0},0,0,0,0,0,null,"Energieverbrauch HGT normiert ",null,"HGT Standort",{"$f":"WE!E31","v":0}]
[{"$f":"Startblatt!B27","v":"PV-Eigenverb."},null,"kWh",null,{"$f":"Startblatt!C27","v":0},null,null,null,null,null,null,null,"Einheit","Anteil HGT norm.",{"$f":"E24","v":"Energiebezugsfläche"},{"$f":"G24","v":""},{"$f":"E10","v":-1},{"$f":"F10","v":0},1,2,3,4]
[{"$f":"Startblatt!B26","v":"Wasser"},null,"m³",null,{"$f":"Startblatt!C26","v":0}]
[null,null,null,null,null,null,null,null,null,null,null,"Heizgradtage","-",null,null,null,{"$f":"E20","v":0},0,0,0,0,0]
[{"$f":"Begriffe!B771","v":"Indikatoren"},null,{"$f":"Begriffe!B767","v":"Einheit"},null,{"$f":"E10","v":-1},0,1,2,3,4,null,{"$f":"A11","v":""},"MWh",{"$f":"C25","v":0},{"$f":"E25","v":0},{"$f":"IF(G25=\"\",0,G25)","v":0},{"$f":"(((E11*$N19)/Q$18*$O$15+(1-$N19)*E11)*IF(E$21=\"\",1,$O19*$E$21/E$21))+(((E11*$N19)/Q$18*$O$15+(1-$N19)*E11)*IF(E$22=\"\",0,$P19*$E$22/E$22))","v":{"$error":"#DIV/0!"}},{"$f":"(((F11*$N19)/R$18*$O$15+(1-$N19)*F11)*IF(F$21=\"\",1,$O19*$E$21/F$21))+(((F11*$N19)/R$18*$O$15+(1-$N19)*F11)*IF(F$22=\"\",0,$P19*$E$22/F$22))","v":{"$error":"#DIV/0!"}},{"$error":"#DIV/0!"},{"$error":"#DIV/0!"},{"$error":"#DIV/0!"},{"$error":"#DIV/0!"}]
[{"$f":"Begriffe!B772","v":"Heizgradtage"},null,"-",null,null,null,null,null,null,null,null,{"$f":"A12","v":""},"MWh",{"$f":"C26","v":0},{"$f":"E26","v":0},{"$f":"IF(G26=\"\",0,G26)","v":0},{"$f":"(((E12*$N20)/Q$18*$O$15+(1-$N20)*E12)*IF(E$21=\"\",1,$O20*$E$21/E$21))+(((E12*$N20)/Q$18*$O$15+(1-$N20)*E12)*IF(E$22=\"\",0,$P20*$E$22/E$22))","v":{"$error":"#DIV/0!"}},{"$f":"(((F12*$N20)/R$18*$O$15+(1-$N20)*F12)*IF(F$21=\"\",1,$O20*$E$21/F$21))+(((F12*$N20)/R$18*$O$15+(1-$N20)*F12)*IF(F$22=\"\",0,$P20*$E$22/F$22))","v":{"$error":"#DIV/0!"}},{"$f":"(((G12*$N20)/S$18*$O$15+(1-$N20)*G12)*IF(G$21=\"\",1,$O20*$E$21/G$21))+(((G12*$N20)/S$18*$O$15+(1-$N20)*G12)*IF(G$22=\"\",0,$P20*$E$22/G$22))","v":{"$error":"#DIV/0!"}},{"$f":"(((H12*$N20)/T$18*$O$15+(1-$N20)*H12)*IF(H$21=\"\",1,$O20*$E$21/H$21))+(((H12*$N20)/T$18*$O$15+(1-$N20)*H12)*IF(H$22=\"\",0,$P20*$E$22/H$22))","v":{"$error":"#DIV/0!"}},{"$f":"(((I12*$N20)/U$18*$O$15+(1-$N20)*I12)*IF(I$21=\"\",1,$O20*$E$21/I$21))+(((I12*$N20)/U$18*$O$15+(1-$N20)*I12)*IF(I$22=\"\",0,$P20*$E$22/I$22))","v":{"$error":"#DIV/0!"}},{"$f":"(((J12*$N20)/V$18*$O$15+(1-$N20)*J12)*IF(J$21=\"\",1,$O20*$E$21/J$21))+(((J12*$N20)/V$18*$O$15+(1-$N20)*J12)*IF(J$22=\"\",0,$P20*$E$22/J$22))","v":{"$error":"#DIV/0!"}}]
[{"$f":"Begriffe!B777","v":"Energiebezugsfläche"},null,"m²",null,{"$f":"Startblatt!J6","v":0},null,null,null,null,null,null,{"$f":"A13","v":""},"MWh",{"$f":"C27","v":0},{"$f":"E27","v":0},{"$f":"IF(G27=\"\",0,G27)","v":0},{"$error":"#DIV/0!"},{"$error":"#DIV/0!"},{"$error":"#DIV/0!"},{"$error":"#DIV/0!"},{"$error":"#DIV/0!"},{"$error":"#DIV/0!"}]
[null,null,null,null,null,null,null,null,null,null,null,{"$f":"A14","v":""},"MWh",{"$f":"C28","v":0},{"$f":"E28","v":0},{"$f":"IF(G28=\"\",0,G28)","v":0},{"$error":"#DIV/0!"},{"$error":"#DIV/0!"},{"$error":"#DIV/0!"},{"$error":"#DIV/0!"},{"$error":"#DIV/0!"},{"$error":"#DIV/0!"}]
[null,null,null,null,null,null,null,null,null,null,null,{"$f":"A15","v":"Total "},"MWh",null,null,null,{"$f":"Q19+Q20+Q21+Q22","v":{"$error":"#DIV/0!"}},{"$error":"#DIV/0!"},{"$error":"#DIV/0!"},{"$error":"#DIV/0!"},{"$error":"#DIV/0!"},{"$error":"#DIV/0!"}]
[{"$f":"Begriffe!B775","v":"Gewichtung Indikatoren"},null,{"$f":"Begriffe!B776","v":"Anteil Raumwärme"},null,{"$f":"Begriffe!B777","v":"Energiebezugsfläche"},null,{"$f":"IF(A22=\"\",\"\",A22)","v":""}]
[{"$f":"A11","v":""},null,null,null,null,null,{"$f":"IF(E25=\"\",\"\",1-E25)","v":""}]
[{"$f":"A12","v":""},null,null,null,null,null,{"$f":"IF(E26=\"\",\"\",1-E26)","v":""}]
[{"$f":"A13","v":""},null,null,null,null,null,{"$f":"IF(E27=\"\",\"\",1-E27)","v":""}]
[{"$f":"A14","v":""},null,null,null,null,null,{"$f":"IF(E28=\"\",\"\",1-E28)","v":""}]
[]
[{"$f":"Begriffe!B783","v":"Einsparung durch Betriebsoptimierung"}]
[null,null,{"$f":"C19","v":"Einheit"},null,{"$f":"Begriffe!B785","v":"Einsparung "},{"$f":"F19","v":0},{"$f":"G19","v":1},{"$f":"H19","v":2},{"$f":"I19","v":3},{"$f":"J19","v":4}]
[null,null,null,null,{"$f":"Begriffe!B786","v":"berechnet"},{"$f":"Begriffe!B787","v":"real"},{"$f":"F32","v":"real"},{"$f":"G32","v":"real"},{"$f":"H32","v":"real"},{"$f":"I32","v":"real"}]
[{"$f":"A11","v":""},null,"kWh",null,{"$f":"IF(A33=\"\",0,IFERROR(VLOOKUP(A33,'Berechnung WE'!$B$854:$C$856,2,FALSE),0)+IF(A33='Berechnung WE'!$B$860,SUM('Berechnung WE'!$C$857,'Berechnung WE'!$C$860:$C$862),0))*1000","v":0},{"$f":"IFERROR($Q$19-R19,\"\")","v":""},{"$f":"IFERROR($Q$19-S19,\"\")","v":""},{"$f":"IFERROR($Q$19-T19,\"\")","v":""},{"$f":"IFERROR($Q$19-U19,\"\")","v":""},{"$f":"IFERROR($Q$19-V19,\"\")","v":""}]
["",null,"kWh",null,{"$f":"IF(A34=\"\",0,IFERROR(VLOOKUP(A34,'Berechnung WE'!$B$854:$C$856,2,FALSE),0)+IF(A34='Berechnung WE'!$B$860,SUM('Berechnung WE'!$C$857,'Berechnung WE'!$C$860:$C$862),0))*1000","v":0},{"$f":"IFERROR($Q$20-R20,\"\")","v":""},{"$f":"IFERROR($Q$20-S20,\"\")","v":""},{"$f":"IFERROR($Q$20-T20,\"\")","v":""},{"$f":"IFERROR($Q$20-U20,\"\")","v":""},{"$f":"IFERROR($Q$20-V20,\"\")","v":""}]
["",null,"kWh",null,{"$f":"IF(A35=\"\",0,IFERROR(VLOOKUP(A35,'Berechnung WE'!$B$854:$C$856,2,FALSE),0)+IF(A35='Berechnung WE'!$B$860,SUM('Berechnung WE'!$C$857,'Berechnung WE'!$C$860:$C$862),0))*1000","v":0},{"$f":"IFERROR($Q$21-R21,\"\")","v":""},{"$f":"IFERROR($Q$21-S21,\"\")","v":""},{"$f":"IFERROR($Q$21-T21,\"\")","v":""},{"$f":"IFERROR($Q$21-U21,\"\")","v":""},{"$f":"IFERROR($Q$21-V21,\"\")","v":""}]
["",null,"kWh",null,{"$f":"IF(A36=\"\",0,IFERROR(VLOOKUP(A36,'Berechnung WE'!$B$854:$C$856,2,FALSE),0)+IF(A36='Berechnung WE'!$B$860,SUM('Berechnung WE'!$C$857,'Berechnung WE'!$C$860:$C$862),0))*1000","v":0},{"$f":"IFERROR($Q$22-R22,\"\")","v":""},{"$f":"IFERROR($Q$22-S22,\"\")","v":""},{"$f":"IFERROR($Q$22-T22,\"\")","v":""},{"$f":"IFERROR($Q$22-U22,\"\")","v":""},{"$f":"IFERROR($Q$22-V22,\"\")","v":""}]
["Total ",null,"kWh",null,{"$f":"SUM(E33:E36)","v":0},{"$f":"IFERROR(F33+F34+F35+F36,\"\")","v":""},{"$f":"IFERROR(G33+G34+G35+G36,\"\")","v":""},{"$f":"IFERROR(H33+H34+H35+H36,\"\")","v":""},{"$f":"IFERROR(I33+I34+I35+I36,\"\")","v":""},{"$f":"IFERROR(J33+J34+J35+J36,\"\")","v":""}]
[]
[]
[]
[]
[]
[]
[]
[]
[]
[null,null,null,null,null,null,null,null,null,null,null,"ToDo"]
[null,null,null,null,null,null,null,null,null,null,null,"Einsparung Wasser"]
[null,null,null,null,null,null,null,null,null,null,null,"Einsparung  Kälte & Beleuchtung fehlt"]
[null,null,null,null,null,null,null,null,null,null,null,"PV Eigenverbrauch"]

{"sheet":"Berechnung KE","index":43,"n_rows":1023,"n_cols":24,"rows_kept":1023,"cut":false,"hidden":true,"merged":[]}
["Berechnung KE"]
["Grundlage Berechnung ",null,"KE03"]
["Kennwerte:","Versorgte Gruppen:",null,"K01",0,"K07",0]
[null,null,null,"K02",0,"K08",0]
[null,null,null,"K03",0,"K09",0]
[null,null,null,"K04",0,"K10",0]
[null,null,null,"K05",0]
[null,null,null,"K06",0]
["VL °C","RK °C","EER","Kältemaschine:","Typ",0,0,null,"Listen"]
[0,0,0,null,"max. Vorlauftemp.",0,0]
[0,0,0,"Volumenstrom ","[m3/h]",0,0,null,"1. Konstanter Volumenstrom"]
[0,0,0,"Leistung der Pumpe","[kW]",0,0,null,"2. Variabler Volumenstrom"]
[null,"EER Projektwert",0,"Schiebung der Kondensatortemperatur \nanhand der Aussentemperatur",null,0,0]
[null,null,null,"Art der Regulierung",null,"2. Variabler Volumenstrom","2. Variabler Volumenstrom",null,{"$f":"Begriffe!B76","v":"nein"},{"$f":"Begriffe!B629","v":"Wasser"}]
["Parameter:","Verdampfer Qv",null,null,"[kW]",0,0,null,{"$f":"Begriffe!B77","v":"ja"},{"$f":"Begriffe!B630","v":"Wasser/Glykol"}]
["bei 32°C Aussen-\ntemperatur","Kondensator Qc+Qe",null,null,"[kW]","",""]
[null,"Verdichter Pel",null,null,"[kW]",0,0]
["Saisonal","Gültigkeit der Betriebszeiten ",null,null,"Aussentemp °C von",-25,-25,null,"Kondensor",{"$f":"Begriffe!B626","v":"Parallel"}]
[null,"Gültigkeit der Betriebszeiten ",null,null,"Aussentemp °C bis",40,40,null,"Enthitzer",{"$f":"Begriffe!B627","v":"Seriell"}]
["Faktoren für Berechnung",null,"EER Offset",null,null,0,0]
[null,null,"DeltaT Kondensator",null,"K",2,"K"]
[null,null,"DeltaTVerdampfer",null,"K",2,"K"]
[null,null,"Reduktionsfaktor Pumpe mit FU",null,null,0.6]
[null,null,"Erhöhung Strom RK-Ventilatoren bei Freecooling",null,null,0.1]
["Freecooling ","Installiert",null,null,null,0,0]
[]
[null,"Freecooling Steuerung automatisch",null,null,null,"ja","ja"]
[null,"Umschaltpunkt Feuchtkugeltemp.",null,"normal","[°C]",0,0]
[null,null,null,"erhöht"," [°C]",0,0]
["Mischbetrieb ","Umschaltpunkt Feuchtkugeltemp.",null,"normal","[°C]","",""]
[null,null,null,"erhöht","[°C]","",""]
["Wärmetauscher","Mischbetr./Freecooling",null,"Delta T","[K]",2,2]
["WRG:","Installiert:",null,null,null,"Nein","Nein"]
[null,"System:",null,null,null,"Enthitzer","Enthitzer"]
[null,"Temperaturniveau","[°C]","VL","RL","VL","RL"]
[null,null,null,50,40,50,40]
[null,null,null,"tA ","Abgabeleistung","tA ","Abgabeleistung"]
[null,null,null,"[°C]","[kW]","[°C]","[kW]",null,"spez. Energiepreise","Bestehend","Optimiert"]
[null,null,null,-8,0,-8,0,null,{"$f":"Grundlagendaten!L65","v":"Elektrizität"},{"$f":"VLOOKUP(I39,Startblatt!$B$21:$E$26,4,FALSE)","v":{"$error":"#N/A"}},{"$f":"VLOOKUP(I39,Startblatt!$B$21:$E$26,4,FALSE)","v":{"$error":"#N/A"}},"Rp. / kWh"]
[null,null,null,6,0,6,0,null,"Wärme",{"$f":"'Berechnung WE'!$C$849*100","v":{"$error":"#DIV/0!"}},{"$f":"'Berechnung WE'!$D$849*100","v":{"$error":"#DIV/0!"}},"Rp. / kWh"]
[null,null,null,15,0,15,0,null,"Kälte",{"$f":"KE!$Z$62","v":{"$error":"#N/A"}},{"$f":"KE!$AA$62","v":{"$error":"#N/A"}},"Rp. / kWh"]
[null,null,null,25,0,25,0,null,{"$f":"Grundlagendaten!L67","v":"Wasser"},{"$f":"VLOOKUP(I42,Startblatt!$B$21:$E$26,4,FALSE)*100","v":185},{"$f":"VLOOKUP(I42,Startblatt!$B$21:$E$26,4,FALSE)*100","v":185},"Rp. / m3"]
["Rückkühler","Bauart:",null,null,null,0,0]
[null,"Anzahl Rückkühler",null,null,"[Anzahl]",1,1,null,"Kälteerzeugung",null,"Nutzungsgrad","Vorlauftemp.","Aussentemp.","Gütegrade","Nutzungsgrad default"]
["bei 30°C Aussen-\ntemperatur","Rückkühler Temperaturen","[°C]","VL","RL","VL","RL",null,{"$f":"Begriffe!B520","v":"Kompaktkältemaschine 7°C"},null,{"$f":"IF($C$13>0,$C$13,O45)","v":3},7,35,{"$f":"K45/((L45+273.15)/(M45-L45))","v":0.29983937176512587},{"$f":"Grundlagendaten!B118","v":3}]
[null,null,null,35,30,35,30,null,{"$f":"Begriffe!B521","v":"Kompaktkältemaschine 14°C"},null,{"$f":"IF($C$13>0,$C$13,O46)","v":4},14,35,0.29253003656625459,{"$f":"Grundlagendaten!B119","v":4}]
[null,null,null,"RL Minimal",30,"RL Minimal",30,null,{"$f":"Begriffe!B522","v":"Kältemaschine 7°C"},null,4,7,35,0.39978582902016785,{"$f":"Grundlagendaten!B120","v":4}]
[null,"Ventilatoren Total",null,null,"[Anzahl]",1,1,null,{"$f":"Begriffe!B523","v":"Kältemaschine 14°C"},null,7.5,14,35,0.54849381856172741,{"$f":"Grundlagendaten!B121","v":7.5}]
[null,null,null,"pro Ventilator","[kW]",0,0,null,{"$f":"Begriffe!B524","v":"Direktkühlung Erdreich"},null,15,10,35,1.3243863676496559,{"$f":"Grundlagendaten!B122","v":15}]
[null,"Betriebsart",null,null,null,0,0,null,{"$f":"Begriffe!B525","v":"Direktkühlung Grundwasser"},null,15,10,35,1.3243863676496559,{"$f":"Grundlagendaten!B123","v":15}]
[null,"Pumpe",null,null,"[m3/h]",0,0,null,{"$f":"Begriffe!B526","v":"Tiefkühlanlage -20°C"},null,2,-20,35,0.43452498518664823,{"$f":"Grundlagendaten!B124","v":2}]
[null,null,null,null,"[kW]",0,0,null,{"$f":"Begriffe!B527","v":"Pluskühlanlage +4°C"},null,3,6,35,0.31166039763567982,{"$f":"Grundlagendaten!B125","v":3}]
[null,"Betriebsmittel",null,null,null,0,0]
[null,"Kühlleistung",null,"installiert","[kW]",0,0]
[null,null,null,null,null,null,null,null,"%","RK °C","VL °C","EER","Gütegrad"]
[null,null,null,null,null,null,null,null,1,{"$f":"B10","v":0},{"$f":"A10","v":0},{"$f":"C10","v":0},{"$f":"L56/((K56+273.15)/(J56-K56))","v":{"$error":"#DIV/0!"}}]
[null,null,null,null,null,null,null,null,0.5,{"$f":"B11","v":0},{"$f":"A11","v":0},{"$f":"C11","v":0},{"$f":"L57/((K57+273.15)/(J57-K57))","v":{"$error":"#DIV/0!"}}]
[null,null,null,null,null,null,null,null,0.25,{"$f":"B12","v":0},{"$f":"A12","v":0},{"$f":"C12","v":0},{"$error":"#DIV/0!"}]
[]
[]
[]
[]
[]
[]
[null,null,null,null,null,null,null,null,{"$f":"F9","v":0},{"$f":"G9","v":0}]
[null,null,null,null,null,null,null,null,"Gütegrade","Gütegrade","Gütegrad gem EER"]
[null,null,null,null,null,null,null,null,"Ist-Zustand","Soll-Zustand","Projektwert"]
[]
[null,null,null,null,null,null,null,0,0,0,0]
[null,null,null,null,null,null,null,0.1,{"$f":"IF(SUM($L$56:$L$58)=0,VLOOKUP($F$9,$I$45:$N$52,6,FALSE),K70)","v":{"$error":"#N/A"}},{"$f":"I70","v":{"$error":"#N/A"}},{"$f":"K71","v":{"$error":"#DIV/0!"}}]
[null,null,null,null,null,null,null,0.25,{"$error":"#N/A"},{"$f":"I71","v":{"$error":"#N/A"}},{"$f":"M58","v":{"$error":"#DIV/0!"}}]
[null,null,null,null,null,null,null,0.3,{"$error":"#N/A"},{"$error":"#N/A"},{"$f":"((K74-K71)/(H74-H71)*(H72-H71))+K71","v":{"$error":"#DIV/0!"}}]
["Rückkühler dT",null,null,null,"Ist","Soll",null,0.4,{"$error":"#N/A"},{"$error":"#N/A"},{"$f":"((K74-K71)/(H74-H71)*(H73-H71))+K71","v":{"$error":"#DIV/0!"}}]
[null,{"$f":"Begriffe!B538","v":"Trocken"},5,"K",{"$f":"IF($F$43=Trocken,C74,0)","v":0},{"$f":"IF($G$43=Trocken,C74,0)","v":0},null,0.5,{"$error":"#N/A"},{"$error":"#N/A"},{"$f":"M57","v":{"$error":"#DIV/0!"}}]
[null,{"$f":"Begriffe!B539","v":"Nass"},3,"K",{"$f":"IF($F$43=Nass,C75,0)","v":0},{"$f":"IF($G$43=Nass,C75,0)","v":0},null,0.6,{"$error":"#N/A"},{"$error":"#N/A"},{"$f":"(($K$79-$K$74)/($H$79-$H$74)*(H75-$H$74))+$K$74","v":{"$error":"#DIV/0!"}}]
[null,{"$f":"Begriffe!B540","v":"Hybrid - wasseroptimiert"},4,"K",{"$f":"IF($F$43=Hybrid,C76,0)","v":0},{"$f":"IF($G$43=Hybrid,C76,0)","v":0},null,0.7,{"$error":"#N/A"},{"$error":"#N/A"},{"$f":"(($K$79-$K$74)/($H$79-$H$74)*(H76-$H$74))+$K$74","v":{"$error":"#DIV/0!"}}]
[null,{"$f":"Begriffe!B541","v":"Hybrid - stromoptimiert"},4,"K",{"$f":"IF($F$43=Hybridstrom,C77,0)","v":0},{"$f":"IF($G$43=Hybridstrom,C77,0)","v":0},null,0.8,{"$error":"#N/A"},{"$error":"#N/A"},{"$f":"(($K$79-$K$74)/($H$79-$H$74)*(H77-$H$74))+$K$74","v":{"$error":"#DIV/0!"}}]
[null,{"$f":"Begriffe!B542","v":"Grundwasser"},2,"K",{"$f":"IF($F$43=Grundwasser,C78,0)","v":0},{"$f":"IF($G$43=Grundwasser,C78,0)","v":0},null,0.9,{"$error":"#N/A"},{"$error":"#N/A"},{"$f":"(($K$79-$K$74)/($H$79-$H$74)*(H78-$H$74))+$K$74","v":{"$error":"#DIV/0!"}}]
["DeltaT für Freecooling/Mischbetrieb",null,null,null,{"$f":"MAX(E74:E78)","v":0},{"$f":"MAX(F74:F78)","v":0},null,1,{"$error":"#N/A"},{"$error":"#N/A"},{"$f":"M56","v":{"$error":"#DIV/0!"}}]
["Kältekurve","normal",null,null,"erhöht",null,null,"Kältekurve","normal",null,null,"erhöht"]
["alt","tA ","tVL ","tRL ","tA ","tVL ","tRL ","optimiert","tA ","tVL ","tRL ","tA ","tVL ","tRL "]
[null,"[°C]","[°C]","[°C]","[°C]","[°C]","[°C]",null,"[°C]","[°C]","[°C]","[°C]","[°C]","[°C]"]
[null,-8,{"$f":"LOOKUP(B83,$A$391:$A$451,$C$391:$C$451)","v":0},{"$f":"LOOKUP(B83,$A$391:$A$451,$D$391:$D$451)","v":0},-5,{"$f":"LOOKUP(E83,$A$391:$A$451,$E$391:$E$451)","v":0},{"$f":"LOOKUP(E83,$A$391:$A$451,$F$391:$F$451)","v":0},null,{"$f":"B83","v":-8},{"$f":"LOOKUP(I83,$A$391:$A$451,$H$391:$H$451)","v":0},{"$f":"LOOKUP(I83,$A$391:$A$451,$I$391:$I$451)","v":0},{"$f":"E83","v":-5},{"$f":"LOOKUP(L83,$A$391:$A$451,$J$391:$J$451)","v":0},{"$f":"LOOKUP(L83,$A$391:$A$451,$K$391:$K$451)","v":0}]
[null,24,{"$f":"LOOKUP(B84,$A$391:$A$451,$C$391:$C$451)","v":0},{"$f":"LOOKUP(B84,$A$391:$A$451,$D$391:$D$451)","v":0},0,{"$f":"LOOKUP(E84,$A$391:$A$451,$E$391:$E$451)","v":0},{"$f":"LOOKUP(E84,$A$391:$A$451,$F$391:$F$451)","v":0},null,{"$f":"B84","v":24},{"$f":"LOOKUP(I84,$A$391:$A$451,$H$391:$H$451)","v":0},{"$f":"LOOKUP(I84,$A$391:$A$451,$I$391:$I$451)","v":0},{"$f":"E84","v":0},{"$f":"LOOKUP(L84,$A$391:$A$451,$J$391:$J$451)","v":0},{"$f":"LOOKUP(L84,$A$391:$A$451,$K$391:$K$451)","v":0}]
[null,32,{"$f":"LOOKUP(B85,$A$391:$A$451,$C$391:$C$451)","v":0},{"$f":"LOOKUP(B85,$A$391:$A$451,$D$391:$D$451)","v":0},10,{"$f":"LOOKUP(E85,$A$391:$A$451,$E$391:$E$451)","v":0},{"$f":"LOOKUP(E85,$A$391:$A$451,$F$391:$F$451)","v":0},null,{"$f":"B85","v":32},{"$f":"LOOKUP(I85,$A$391:$A$451,$H$391:$H$451)","v":0},{"$f":"LOOKUP(I85,$A$391:$A$451,$I$391:$I$451)","v":0},{"$f":"E85","v":10},{"$f":"LOOKUP(L85,$A$391:$A$451,$J$391:$J$451)","v":0},{"$f":"LOOKUP(L85,$A$391:$A$451,$K$391:$K$451)","v":0}]
[null,35,{"$f":"LOOKUP(B86,$A$391:$A$451,$C$391:$C$451)","v":0},{"$f":"LOOKUP(B86,$A$391:$A$451,$D$391:$D$451)","v":0},35,{"$f":"LOOKUP(E86,$A$391:$A$451,$E$391:$E$451)","v":0},{"$f":"LOOKUP(E86,$A$391:$A$451,$F$391:$F$451)","v":0},null,{"$f":"B86","v":35},{"$f":"LOOKUP(I86,$A$391:$A$451,$H$391:$H$451)","v":0},{"$f":"LOOKUP(I86,$A$391:$A$451,$I$391:$I$451)","v":0},{"$f":"E86","v":35},{"$f":"LOOKUP(L86,$A$391:$A$451,$J$391:$J$451)","v":0},{"$f":"LOOKUP(L86,$A$391:$A$451,$K$391:$K$451)","v":0}]
[]
["bestehend","Gr. 1-20","K01","K02","K03","K04","K05","K06","K07","K08","K09","K10"]
["N: Mo-Fr. von",{"$f":"MIN(C89:L89)","v":"00:00:00"},{"$f":"'K01'!M55","v":"00:00:00"},{"$f":"'K02'!M55","v":"00:00:00"},{"$f":"'K03'!M55","v":"00:00:00"},{"$f":"'K04'!M55","v":"00:00:00"},{"$f":"'K06'!M55","v":"00:00:00"},{"$f":"'K05'!M55","v":"00:00:00"},{"$f":"'K07'!M55","v":"00:00:00"},{"$f":"'K08'!M55","v":"00:00:00"},{"$f":"'K09'!M55","v":"00:00:00"},{"$f":"'K10'!M55","v":"00:00:00"}]
["N: Mo-Fr. bis",{"$f":"MAX(C90:G90)","v":"23:59:00"},{"$f":"'K01'!M56","v":"23:59:00"},{"$f":"'K02'!M56","v":"23:59:00"},{"$f":"'K03'!M56","v":"23:59:00"},{"$f":"'K04'!M56","v":"23:59:00"},{"$f":"'K06'!M56","v":"23:59:00"},{"$f":"'K05'!M56","v":"23:59:00"},{"$f":"'K07'!M56","v":"23:59:00"},{"$f":"'K08'!M56","v":"23:59:00"},{"$f":"'K09'!M56","v":"23:59:00"},{"$f":"'K10'!M56","v":"23:59:00"}]
["N: Sa von",{"$f":"MIN(C91:G91)","v":"00:00:00"},{"$f":"'K01'!M57","v":"00:00:00"},{"$f":"'K02'!M57","v":"00:00:00"},{"$f":"'K03'!M57","v":"00:00:00"},{"$f":"'K04'!M57","v":"00:00:00"},{"$f":"'K06'!M57","v":"00:00:00"},{"$f":"'K05'!M57","v":"00:00:00"},{"$f":"'K07'!M57","v":"00:00:00"},{"$f":"'K08'!M57","v":"00:00:00"},{"$f":"'K09'!M57","v":"00:00:00"},{"$f":"'K10'!M57","v":"00:00:00"}]
["N: Sa bis",{"$f":"MAX(C92:G92)","v":"23:59:00"},{"$f":"'K01'!M58","v":"23:59:00"},{"$f":"'K02'!M58","v":"23:59:00"},{"$f":"'K03'!M58","v":"23:59:00"},{"$f":"'K04'!M58","v":"23:59:00"},{"$f":"'K06'!M58","v":"23:59:00"},{"$f":"'K05'!M58","v":"23:59:00"},{"$f":"'K07'!M58","v":"23:59:00"},{"$f":"'K08'!M58","v":"23:59:00"},{"$f":"'K09'!M58","v":"23:59:00"},{"$f":"'K10'!M58","v":"23:59:00"}]
["N: So von",{"$f":"MIN(C93:G93)","v":"00:00:00"},{"$f":"'K01'!M59","v":"00:00:00"},{"$f":"'K02'!M59","v":"00:00:00"},{"$f":"'K03'!M59","v":"00:00:00"},{"$f":"'K04'!M59","v":"00:00:00"},{"$f":"'K06'!M59","v":"00:00:00"},{"$f":"'K05'!M59","v":"00:00:00"},{"$f":"'K07'!M59","v":"00:00:00"},{"$f":"'K08'!M59","v":"00:00:00"},{"$f":"'K09'!M59","v":"00:00:00"},{"$f":"'K10'!M59","v":"00:00:00"}]
["N: So bis",{"$f":"MAX(C94:G94)","v":"23:59:00"},{"$f":"'K01'!M60","v":"23:59:00"},{"$f":"'K02'!M60","v":"23:59:00"},{"$f":"'K03'!M60","v":"23:59:00"},{"$f":"'K04'!M60","v":"23:59:00"},{"$f":"'K06'!M60","v":"23:59:00"},{"$f":"'K05'!M60","v":"23:59:00"},{"$f":"'K07'!M60","v":"23:59:00"},{"$f":"'K08'!M60","v":"23:59:00"},{"$f":"'K09'!M60","v":"23:59:00"},{"$f":"'K10'!M60","v":"23:59:00"}]
["E: Mo-Fr. von",{"$f":"MIN(C95:G95)","v":"00:00:00"},{"$f":"'K01'!M61","v":"00:00:00"},{"$f":"'K02'!M61","v":"00:00:00"},{"$f":"'K03'!M61","v":"00:00:00"},{"$f":"'K04'!M61","v":"00:00:00"},{"$f":"'K06'!M61","v":"00:00:00"},{"$f":"'K05'!M61","v":"00:00:00"},{"$f":"'K07'!M61","v":"00:00:00"},{"$f":"'K08'!M61","v":"00:00:00"},{"$f":"'K09'!M61","v":"00:00:00"},{"$f":"'K10'!M61","v":"00:00:00"}]
["E: Mo-Fr. bis",{"$f":"MAX(C96:G96)","v":"00:00:00"},{"$f":"'K01'!M62","v":"00:00:00"},{"$f":"'K02'!M62","v":"00:00:00"},{"$f":"'K03'!M62","v":"00:00:00"},{"$f":"'K04'!M62","v":"00:00:00"},{"$f":"'K06'!M62","v":"00:00:00"},{"$f":"'K05'!M62","v":"00:00:00"},{"$f":"'K07'!M62","v":"00:00:00"},{"$f":"'K08'!M62","v":"00:00:00"},{"$f":"'K09'!M62","v":"00:00:00"},{"$f":"'K10'!M62","v":"00:00:00"}]
["E: Sa von",{"$f":"MIN(C97:G97)","v":"00:00:00"},{"$f":"'K01'!M63","v":"00:00:00"},{"$f":"'K02'!M63","v":"00:00:00"},{"$f":"'K03'!M63","v":"00:00:00"},{"$f":"'K04'!M63","v":"00:00:00"},{"$f":"'K06'!M63","v":"00:00:00"},{"$f":"'K05'!M63","v":"00:00:00"},{"$f":"'K07'!M63","v":"00:00:00"},{"$f":"'K08'!M63","v":"00:00:00"},{"$f":"'K09'!M63","v":"00:00:00"},{"$f":"'K10'!M63","v":"00:00:00"}]
["E: Sa bis",{"$f":"MAX(C98:G98)","v":"00:00:00"},{"$f":"'K01'!M64","v":"00:00:00"},{"$f":"'K02'!M64","v":"00:00:00"},{"$f":"'K03'!M64","v":"00:00:00"},{"$f":"'K04'!M64","v":"00:00:00"},{"$f":"'K06'!M64","v":"00:00:00"},{"$f":"'K05'!M64","v":"00:00:00"},{"$f":"'K07'!M64","v":"00:00:00"},{"$f":"'K08'!M64","v":"00:00:00"},{"$f":"'K09'!M64","v":"00:00:00"},{"$f":"'K10'!M64","v":"00:00:00"}]
["E: So von",{"$f":"MIN(C99:G99)","v":"00:00:00"},{"$f":"'K01'!M65","v":"00:00:00"},{"$f":"'K02'!M65","v":"00:00:00"},{"$f":"'K03'!M65","v":"00:00:00"},{"$f":"'K04'!M65","v":"00:00:00"},{"$f":"'K06'!M65","v":"00:00:00"},{"$f":"'K05'!M65","v":"00:00:00"},{"$f":"'K07'!M65","v":"00:00:00"},{"$f":"'K08'!M65","v":"00:00:00"},{"$f":"'K09'!M65","v":"00:00:00"},{"$f":"'K10'!M65","v":"00:00:00"}]
["E: So bis",{"$f":"MAX(C100:G100)","v":"00:00:00"},{"$f":"'K01'!M66","v":"00:00:00"},{"$f":"'K02'!M66","v":"00:00:00"},{"$f":"'K03'!M66","v":"00:00:00"},{"$f":"'K04'!M66","v":"00:00:00"},{"$f":"'K06'!M66","v":"00:00:00"},{"$f":"'K05'!M66","v":"00:00:00"},{"$f":"'K07'!M66","v":"00:00:00"},{"$f":"'K08'!M66","v":"00:00:00"},{"$f":"'K09'!M66","v":"00:00:00"},{"$f":"'K10'!M66","v":"00:00:00"}]
[]
["optimiert","Gr. 1-20","K01","K02","K03","K04","K05","K06","K07","K08","K09","K10"]
["N: Mo-Fr. von",{"$f":"MIN(C103:G103)","v":"00:00:00"},{"$f":"'K01'!$N55","v":"00:00:00"},{"$f":"'K02'!$N55","v":"00:00:00"},{"$f":"'K03'!$N55","v":"00:00:00"},{"$f":"'K04'!$N55","v":"00:00:00"},{"$f":"'K06'!$N55","v":"00:00:00"},{"$f":"'K05'!$N55","v":"00:00:00"},{"$f":"'K07'!$N55","v":"00:00:00"},{"$f":"'K08'!$N55","v":"00:00:00"},{"$f":"'K09'!$N55","v":"00:00:00"},{"$f":"'K10'!$N55","v":"00:00:00"}]
["N: Mo-Fr. bis",{"$f":"MAX(C104:G104)","v":"23:59:00"},{"$f":"'K01'!$N56","v":"23:59:00"},{"$f":"'K02'!$N56","v":"23:59:00"},{"$f":"'K03'!$N56","v":"23:59:00"},{"$f":"'K04'!$N56","v":"23:59:00"},{"$f":"'K06'!$N56","v":"23:59:00"},{"$f":"'K05'!$N56","v":"23:59:00"},{"$f":"'K07'!$N56","v":"23:59:00"},{"$f":"'K08'!$N56","v":"23:59:00"},{"$f":"'K09'!$N56","v":"23:59:00"},{"$f":"'K10'!$N56","v":"23:59:00"}]
["N: Sa von",{"$f":"MIN(C105:G105)","v":"00:00:00"},{"$f":"'K01'!$N57","v":"00:00:00"},{"$f":"'K02'!$N57","v":"00:00:00"},{"$f":"'K03'!$N57","v":"00:00:00"},{"$f":"'K04'!$N57","v":"00:00:00"},{"$f":"'K06'!$N57","v":"00:00:00"},{"$f":"'K05'!$N57","v":"00:00:00"},{"$f":"'K07'!$N57","v":"00:00:00"},{"$f":"'K08'!$N57","v":"00:00:00"},{"$f":"'K09'!$N57","v":"00:00:00"},{"$f":"'K10'!$N57","v":"00:00:00"}]
["N: Sa bis",{"$f":"MAX(C106:G106)","v":"23:59:00"},{"$f":"'K01'!$N58","v":"23:59:00"},{"$f":"'K02'!$N58","v":"23:59:00"},{"$f":"'K03'!$N58","v":"23:59:00"},{"$f":"'K04'!$N58","v":"23:59:00"},{"$f":"'K06'!$N58","v":"23:59:00"},{"$f":"'K05'!$N58","v":"23:59:00"},{"$f":"'K07'!$N58","v":"23:59:00"},{"$f":"'K08'!$N58","v":"23:59:00"},{"$f":"'K09'!$N58","v":"23:59:00"},{"$f":"'K10'!$N58","v":"23:59:00"}]
["N: So von",{"$f":"MIN(C107:G107)","v":"00:00:00"},{"$f":"'K01'!$N59","v":"00:00:00"},{"$f":"'K02'!$N59","v":"00:00:00"},{"$f":"'K03'!$N59","v":"00:00:00"},{"$f":"'K04'!$N59","v":"00:00:00"},{"$f":"'K06'!$N59","v":"00:00:00"},{"$f":"'K05'!$N59","v":"00:00:00"},{"$f":"'K07'!$N59","v":"00:00:00"},{"$f":"'K08'!$N59","v":"00:00:00"},{"$f":"'K09'!$N59","v":"00:00:00"},{"$f":"'K10'!$N59","v":"00:00:00"}]
["N: So bis",{"$f":"MAX(C108:G108)","v":"23:59:00"},{"$f":"'K01'!$N60","v":"23:59:00"},{"$f":"'K02'!$N60","v":"23:59:00"},{"$f":"'K03'!$N60","v":"23:59:00"},{"$f":"'K04'!$N60","v":"23:59:00"},{"$f":"'K06'!$N60","v":"23:59:00"},{"$f":"'K05'!$N60","v":"23:59:00"},{"$f":"'K07'!$N60","v":"23:59:00"},{"$f":"'K08'!$N60","v":"23:59:00"},{"$f":"'K09'!$N60","v":"23:59:00"},{"$f":"'K10'!$N60","v":"23:59:00"}]
["E: Mo-Fr. von",{"$f":"MIN(C109:G109)","v":"00:00:00"},{"$f":"'K01'!$N61","v":"00:00:00"},{"$f":"'K02'!$N61","v":"00:00:00"},{"$f":"'K03'!$N61","v":"00:00:00"},{"$f":"'K04'!$N61","v":"00:00:00"},{"$f":"'K06'!$N61","v":"00:00:00"},{"$f":"'K05'!$N61","v":"00:00:00"},{"$f":"'K07'!$N61","v":"00:00:00"},{"$f":"'K08'!$N61","v":"00:00:00"},{"$f":"'K09'!$N61","v":"00:00:00"},{"$f":"'K10'!$N61","v":"00:00:00"}]
["E: Mo-Fr. bis",{"$f":"MAX(C110:G110)","v":"00:00:00"},{"$f":"'K01'!$N62","v":"00:00:00"},{"$f":"'K02'!$N62","v":"00:00:00"},{"$f":"'K03'!$N62","v":"00:00:00"},{"$f":"'K04'!$N62","v":"00:00:00"},{"$f":"'K06'!$N62","v":"00:00:00"},{"$f":"'K05'!$N62","v":"00:00:00"},{"$f":"'K07'!$N62","v":"00:00:00"},{"$f":"'K08'!$N62","v":"00:00:00"},{"$f":"'K09'!$N62","v":"00:00:00"},{"$f":"'K10'!$N62","v":"00:00:00"}]
["E: Sa von",{"$f":"MIN(C111:G111)","v":"00:00:00"},{"$f":"'K01'!$N63","v":"00:00:00"},{"$f":"'K02'!$N63","v":"00:00:00"},{"$f":"'K03'!$N63","v":"00:00:00"},{"$f":"'K04'!$N63","v":"00:00:00"},{"$f":"'K06'!$N63","v":"00:00:00"},{"$f":"'K05'!$N63","v":"00:00:00"},{"$f":"'K07'!$N63","v":"00:00:00"},{"$f":"'K08'!$N63","v":"00:00:00"},{"$f":"'K09'!$N63","v":"00:00:00"},{"$f":"'K10'!$N63","v":"00:00:00"}]
["E: Sa bis",{"$f":"MAX(C112:G112)","v":"00:00:00"},{"$f":"'K01'!$N64","v":"00:00:00"},{"$f":"'K02'!$N64","v":"00:00:00"},{"$f":"'K03'!$N64","v":"00:00:00"},{"$f":"'K04'!$N64","v":"00:00:00"},{"$f":"'K06'!$N64","v":"00:00:00"},{"$f":"'K05'!$N64","v":"00:00:00"},{"$f":"'K07'!$N64","v":"00:00:00"},{"$f":"'K08'!$N64","v":"00:00:00"},{"$f":"'K09'!$N64","v":"00:00:00"},{"$f":"'K10'!$N64","v":"00:00:00"}]
["E: So von",{"$f":"MIN(C113:G113)","v":"00:00:00"},{"$f":"'K01'!$N65","v":"00:00:00"},{"$f":"'K02'!$N65","v":"00:00:00"},{"$f":"'K03'!$N65","v":"00:00:00"},{"$f":"'K04'!$N65","v":"00:00:00"},{"$f":"'K06'!$N65","v":"00:00:00"},{"$f":"'K05'!$N65","v":"00:00:00"},{"$f":"'K07'!$N65","v":"00:00:00"},{"$f":"'K08'!$N65","v":"00:00:00"},{"$f":"'K09'!$N65","v":"00:00:00"},{"$f":"'K10'!$N65","v":"00:00:00"}]
["E: So bis",{"$f":"MAX(C114:G114)","v":"00:00:00"},{"$f":"'K01'!$N66","v":"00:00:00"},{"$f":"'K02'!$N66","v":"00:00:00"},{"$f":"'K03'!$N66","v":"00:00:00"},{"$f":"'K04'!$N66","v":"00:00:00"},{"$f":"'K06'!$N66","v":"00:00:00"},{"$f":"'K05'!$N66","v":"00:00:00"},{"$f":"'K07'!$N66","v":"00:00:00"},{"$f":"'K08'!$N66","v":"00:00:00"},{"$f":"'K09'!$N66","v":"00:00:00"},{"$f":"'K10'!$N66","v":"00:00:00"}]
[]
["Ist-Zustand",null,null,null,null,null,null,null,null,null,null,null,"Soll-Zustand"]
["Kälteleistungen Gruppen",{"$f":"E3","v":0},{"$f":"E4","v":0},{"$f":"E5","v":0},{"$f":"E6","v":0},{"$f":"E7","v":0},{"$f":"E8","v":0},{"$f":"G3","v":0},{"$f":"G4","v":0},{"$f":"G5","v":0},{"$f":"G6","v":0},null,{"$f":"B117","v":0},{"$f":"C117","v":0},0,0,0,0,0,0,0,0]
["Tab","Gruppe 1","Gruppe 2","Gruppe 3","Gruppe 4","Gruppe 5","Gruppe 6","Gruppe 7","Gruppe 8","Gruppe 9","Gruppe 10","Summe Gr. 1-10","Gruppe 1","Gruppe 2","Gruppe 3","Gruppe 4","Gruppe 5","Gruppe 6","Gruppe 7","Gruppe 8","Gruppe 9","Gruppe 10","Summe Gr. 1-6"]
["[°C]","[kW]","[kW]","[kW]","[kW]","[kW]","[kW]","[kW]","[kW]","[kW]","[kW]","[kW]","[kW]","[kW]","[kW]","[kW]","[kW]","[kW]","[kW]","[kW]","[kW]","[kW]","[kW]"]
[-25,{"$f":"IFERROR(IF(B$117=1,'K01'!$M69,0),0)","v":0},{"$f":"IFERROR(IF(C$117=1,'K02'!$M69,0),0)","v":0},{"$f":"IFERROR(IF(D$117=1,'K03'!$M69,0),0)","v":0},{"$f":"IFERROR(IF(E$117=1,'K04'!$M69,0),0)","v":0},{"$f":"IFERROR(IF(F$117=1,'K05'!$M69,0),0)","v":0},{"$f":"IFERROR(IF(G$117=1,'K06'!$M69,0),0)","v":0},{"$f":"IFERROR(IF(H$117=1,'K07'!$M69,0),0)","v":0},{"$f":"IFERROR(IF(I$117=1,'K08'!$M69,0),0)","v":0},{"$f":"IFERROR(IF(J$117=1,'K09'!$M69,0),0)","v":0},{"$f":"IFERROR(IF(K$117=1,'K10'!$M69,0),0)","v":0},{"$f":"SUM(B120:K120)","v":0},{"$f":"IFERROR(IF(M$117=1,'K01'!$N69,0),0)","v":0},{"$f":"IFERROR(IF(N$117=1,'K02'!$N69,0),0)","v":0},{"$f":"IFERROR(IF(O$117=1,'K03'!$N69,0),0)","v":0},{"$f":"IFERROR(IF(P$117=1,'K04'!$N69,0),0)","v":0},{"$f":"IFERROR(IF(Q$117=1,'K05'!$N69,0),0)","v":0},{"$f":"IFERROR(IF(R$117=1,'K06'!$N69,0),0)","v":0},{"$f":"IFERROR(IF(S$117=1,'K07'!$N69,0),0)","v":0},{"$f":"IFERROR(IF(T$117=1,'K08'!$N69,0),0)","v":0},{"$f":"IFERROR(IF(U$117=1,'K09'!$N69,0),0)","v":0},{"$f":"IFERROR(IF(V$117=1,'K10'!$N69,0),0)","v":0},{"$f":"SUM(M120:V120)","v":0}]
[-24,{"$f":"IFERROR(IF(B$117=1,'K01'!$M70,0),0)","v":0},{"$f":"IFERROR(IF(C$117=1,'K02'!$M70,0),0)","v":0},{"$f":"IFERROR(IF(D$117=1,'K03'!$M70,0),0)","v":0},{"$f":"IFERROR(IF(E$117=1,'K04'!$M70,0),0)","v":0},{"$f":"IFERROR(IF(F$117=1,'K05'!$M70,0),0)","v":0},{"$f":"IFERROR(IF(G$117=1,'K06'!$M70,0),0)","v":0},{"$f":"IFERROR(IF(H$117=1,'K07'!$M70,0),0)","v":0},{"$f":"IFERROR(IF(I$117=1,'K08'!$M70,0),0)","v":0},{"$f":"IFERROR(IF(J$117=1,'K09'!$M70,0),0)","v":0},{"$f":"IFERROR(IF(K$117=1,'K10'!$M70,0),0)","v":0},{"$f":"SUM(B121:K121)","v":0},{"$f":"IFERROR(IF(M$117=1,'K01'!$N70,0),0)","v":0},{"$f":"IFERROR(IF(N$117=1,'K02'!$N70,0),0)","v":0},{"$f":"IFERROR(IF(O$117=1,'K03'!$N70,0),0)","v":0},{"$f":"IFERROR(IF(P$117=1,'K04'!$N70,0),0)","v":0},{"$f":"IFERROR(IF(Q$117=1,'K05'!$N70,0),0)","v":0},{"$f":"IFERROR(IF(R$117=1,'K06'!$N70,0),0)","v":0},{"$f":"IFERROR(IF(S$117=1,'K07'!$N70,0),0)","v":0},{"$f":"IFERROR(IF(T$117=1,'K08'!$N70,0),0)","v":0},{"$f":"IFERROR(IF(U$117=1,'K09'!$N70,0),0)","v":0},{"$f":"IFERROR(IF(V$117=1,'K10'!$N70,0),0)","v":0},{"$f":"SUM(M121:V121)","v":0}]
[-23,{"$f":"IFERROR(IF(B$117=1,'K01'!$M71,0),0)","v":0},{"$f":"IFERROR(IF(C$117=1,'K02'!$M71,0),0)","v":0},{"$f":"IFERROR(IF(D$117=1,'K03'!$M71,0),0)","v":0},{"$f":"IFERROR(IF(E$117=1,'K04'!$M71,0),0)","v":0},{"$f":"IFERROR(IF(F$117=1,'K05'!$M71,0),0)","v":0},{"$f":"IFERROR(IF(G$117=1,'K06'!$M71,0),0)","v":0},{"$f":"IFERROR(IF(H$117=1,'K07'!$M71,0),0)","v":0},{"$f":"IFERROR(IF(I$117=1,'K08'!$M71,0),0)","v":0},{"$f":"IFERROR(IF(J$117=1,'K09'!$M71,0),0)","v":0},{"$f":"IFERROR(IF(K$117=1,'K10'!$M71,0),0)","v":0},0,{"$f":"IFERROR(IF(M$117=1,'K01'!$N71,0),0)","v":0},{"$f":"IFERROR(IF(N$117=1,'K02'!$N71,0),0)","v":0},{"$f":"IFERROR(IF(O$117=1,'K03'!$N71,0),0)","v":0},{"$f":"IFERROR(IF(P$117=1,'K04'!$N71,0),0)","v":0},{"$f":"IFERROR(IF(Q$117=1,'K05'!$N71,0),0)","v":0},{"$f":"IFERROR(IF(R$117=1,'K06'!$N71,0),0)","v":0},{"$f":"IFERROR(IF(S$117=1,'K07'!$N71,0),0)","v":0},{"$f":"IFERROR(IF(T$117=1,'K08'!$N71,0),0)","v":0},{"$f":"IFERROR(IF(U$117=1,'K09'!$N71,0),0)","v":0},{"$f":"IFERROR(IF(V$117=1,'K10'!$N71,0),0)","v":0},0]
[-22,{"$f":"IFERROR(IF(B$117=1,'K01'!$M72,0),0)","v":0},{"$f":"IFERROR(IF(C$117=1,'K02'!$M72,0),0)","v":0},{"$f":"IFERROR(IF(D$117=1,'K03'!$M72,0),0)","v":0},{"$f":"IFERROR(IF(E$117=1,'K04'!$M72,0),0)","v":0},{"$f":"IFERROR(IF(F$117=1,'K05'!$M72,0),0)","v":0},{"$f":"IFERROR(IF(G$117=1,'K06'!$M72,0),0)","v":0},{"$f":"IFERROR(IF(H$117=1,'K07'!$M72,0),0)","v":0},{"$f":"IFERROR(IF(I$117=1,'K08'!$M72,0),0)","v":0},{"$f":"IFERROR(IF(J$117=1,'K09'!$M72,0),0)","v":0},{"$f":"IFERROR(IF(K$117=1,'K10'!$M72,0),0)","v":0},0,{"$f":"IFERROR(IF(M$117=1,'K01'!$N72,0),0)","v":0},{"$f":"IFERROR(IF(N$117=1,'K02'!$N72,0),0)","v":0},{"$f":"IFERROR(IF(O$117=1,'K03'!$N72,0),0)","v":0},{"$f":"IFERROR(IF(P$117=1,'K04'!$N72,0),0)","v":0},{"$f":"IFERROR(IF(Q$117=1,'K05'!$N72,0),0)","v":0},{"$f":"IFERROR(IF(R$117=1,'K06'!$N72,0),0)","v":0},{"$f":"IFERROR(IF(S$117=1,'K07'!$N72,0),0)","v":0},{"$f":"IFERROR(IF(T$117=1,'K08'!$N72,0),0)","v":0},{"$f":"IFERROR(IF(U$117=1,'K09'!$N72,0),0)","v":0},{"$f":"IFERROR(IF(V$117=1,'K10'!$N72,0),0)","v":0},0]
[-21,{"$f":"IFERROR(IF(B$117=1,'K01'!$M73,0),0)","v":0},{"$f":"IFERROR(IF(C$117=1,'K02'!$M73,0),0)","v":0},{"$f":"IFERROR(IF(D$117=1,'K03'!$M73,0),0)","v":0},{"$f":"IFERROR(IF(E$117=1,'K04'!$M73,0),0)","v":0},{"$f":"IFERROR(IF(F$117=1,'K05'!$M73,0),0)","v":0},{"$f":"IFERROR(IF(G$117=1,'K06'!$M73,0),0)","v":0},{"$f":"IFERROR(IF(H$117=1,'K07'!$M73,0),0)","v":0},{"$f":"IFERROR(IF(I$117=1,'K08'!$M73,0),0)","v":0},{"$f":"IFERROR(IF(J$117=1,'K09'!$M73,0),0)","v":0},{"$f":"IFERROR(IF(K$117=1,'K10'!$M73,0),0)","v":0},0,{"$f":"IFERROR(IF(M$117=1,'K01'!$N73,0),0)","v":0},{"$f":"IFERROR(IF(N$117=1,'K02'!$N73,0),0)","v":0},{"$f":"IFERROR(IF(O$117=1,'K03'!$N73,0),0)","v":0},{"$f":"IFERROR(IF(P$117=1,'K04'!$N73,0),0)","v":0},{"$f":"IFERROR(IF(Q$117=1,'K05'!$N73,0),0)","v":0},{"$f":"IFERROR(IF(R$117=1,'K06'!$N73,0),0)","v":0},{"$f":"IFERROR(IF(S$117=1,'K07'!$N73,0),0)","v":0},{"$f":"IFERROR(IF(T$117=1,'K08'!$N73,0),0)","v":0},{"$f":"IFERROR(IF(U$117=1,'K09'!$N73,0),0)","v":0},{"$f":"IFERROR(IF(V$117=1,'K10'!$N73,0),0)","v":0},0]
[-20,{"$f":"IFERROR(IF(B$117=1,'K01'!$M74,0),0)","v":0},{"$f":"IFERROR(IF(C$117=1,'K02'!$M74,0),0)","v":0},{"$f":"IFERROR(IF(D$117=1,'K03'!$M74,0),0)","v":0},{"$f":"IFERROR(IF(E$117=1,'K04'!$M74,0),0)","v":0},{"$f":"IFERROR(IF(F$117=1,'K05'!$M74,0),0)","v":0},{"$f":"IFERROR(IF(G$117=1,'K06'!$M74,0),0)","v":0},{"$f":"IFERROR(IF(H$117=1,'K07'!$M74,0),0)","v":0},{"$f":"IFERROR(IF(I$117=1,'K08'!$M74,0),0)","v":0},{"$f":"IFERROR(IF(J$117=1,'K09'!$M74,0),0)","v":0},{"$f":"IFERROR(IF(K$117=1,'K10'!$M74,0),0)","v":0},0,{"$f":"IFERROR(IF(M$117=1,'K01'!$N74,0),0)","v":0},{"$f":"IFERROR(IF(N$117=1,'K02'!$N74,0),0)","v":0},{"$f":"IFERROR(IF(O$117=1,'K03'!$N74,0),0)","v":0},{"$f":"IFERROR(IF(P$117=1,'K04'!$N74,0),0)","v":0},{"$f":"IFERROR(IF(Q$117=1,'K05'!$N74,0),0)","v":0},{"$f":"IFERROR(IF(R$117=1,'K06'!$N74,0),0)","v":0},{"$f":"IFERROR(IF(S$117=1,'K07'!$N74,0),0)","v":0},{"$f":"IFERROR(IF(T$117=1,'K08'!$N74,0),0)","v":0},{"$f":"IFERROR(IF(U$117=1,'K09'!$N74,0),0)","v":0},{"$f":"IFERROR(IF(V$117=1,'K10'!$N74,0),0)","v":0},0]
[-19,{"$f":"IFERROR(IF(B$117=1,'K01'!$M75,0),0)","v":0},{"$f":"IFERROR(IF(C$117=1,'K02'!$M75,0),0)","v":0},{"$f":"IFERROR(IF(D$117=1,'K03'!$M75,0),0)","v":0},{"$f":"IFERROR(IF(E$117=1,'K04'!$M75,0),0)","v":0},{"$f":"IFERROR(IF(F$117=1,'K05'!$M75,0),0)","v":0},{"$f":"IFERROR(IF(G$117=1,'K06'!$M75,0),0)","v":0},{"$f":"IFERROR(IF(H$117=1,'K07'!$M75,0),0)","v":0},{"$f":"IFERROR(IF(I$117=1,'K08'!$M75,0),0)","v":0},{"$f":"IFERROR(IF(J$117=1,'K09'!$M75,0),0)","v":0},{"$f":"IFERROR(IF(K$117=1,'K10'!$M75,0),0)","v":0},0,{"$f":"IFERROR(IF(M$117=1,'K01'!$N75,0),0)","v":0},{"$f":"IFERROR(IF(N$117=1,'K02'!$N75,0),0)","v":0},{"$f":"IFERROR(IF(O$117=1,'K03'!$N75,0),0)","v":0},{"$f":"IFERROR(IF(P$117=1,'K04'!$N75,0),0)","v":0},{"$f":"IFERROR(IF(Q$117=1,'K05'!$N75,0),0)","v":0},{"$f":"IFERROR(IF(R$117=1,'K06'!$N75,0),0)","v":0},{"$f":"IFERROR(IF(S$117=1,'K07'!$N75,0),0)","v":0},{"$f":"IFERROR(IF(T$117=1,'K08'!$N75,0),0)","v":0},{"$f":"IFERROR(IF(U$117=1,'K09'!$N75,0),0)","v":0},{"$f":"IFERROR(IF(V$117=1,'K10'!$N75,0),0)","v":0},0]
[-18,{"$f":"IFERROR(IF(B$117=1,'K01'!$M76,0),0)","v":0},{"$f":"IFERROR(IF(C$117=1,'K02'!$M76,0),0)","v":0},{"$f":"IFERROR(IF(D$117=1,'K03'!$M76,0),0)","v":0},{"$f":"IFERROR(IF(E$117=1,'K04'!$M76,0),0)","v":0},{"$f":"IFERROR(IF(F$117=1,'K05'!$M76,0),0)","v":0},{"$f":"IFERROR(IF(G$117=1,'K06'!$M76,0),0)","v":0},{"$f":"IFERROR(IF(H$117=1,'K07'!$M76,0),0)","v":0},{"$f":"IFERROR(IF(I$117=1,'K08'!$M76,0),0)","v":0},{"$f":"IFERROR(IF(J$117=1,'K09'!$M76,0),0)","v":0},{"$f":"IFERROR(IF(K$117=1,'K10'!$M76,0),0)","v":0},0,{"$f":"IFERROR(IF(M$117=1,'K01'!$N76,0),0)","v":0},{"$f":"IFERROR(IF(N$117=1,'K02'!$N76,0),0)","v":0},{"$f":"IFERROR(IF(O$117=1,'K03'!$N76,0),0)","v":0},{"$f":"IFERROR(IF(P$117=1,'K04'!$N76,0),0)","v":0},{"$f":"IFERROR(IF(Q$117=1,'K05'!$N76,0),0)","v":0},{"$f":"IFERROR(IF(R$117=1,'K06'!$N76,0),0)","v":0},{"$f":"IFERROR(IF(S$117=1,'K07'!$N76,0),0)","v":0},{"$f":"IFERROR(IF(T$117=1,'K08'!$N76,0),0)","v":0},{"$f":"IFERROR(IF(U$117=1,'K09'!$N76,0),0)","v":0},{"$f":"IFERROR(IF(V$117=1,'K10'!$N76,0),0)","v":0},0]
[-17,{"$f":"IFERROR(IF(B$117=1,'K01'!$M77,0),0)","v":0},{"$f":"IFERROR(IF(C$117=1,'K02'!$M77,0),0)","v":0},{"$f":"IFERROR(IF(D$117=1,'K03'!$M77,0),0)","v":0},{"$f":"IFERROR(IF(E$117=1,'K04'!$M77,0),0)","v":0},{"$f":"IFERROR(IF(F$117=1,'K05'!$M77,0),0)","v":0},{"$f":"IFERROR(IF(G$117=1,'K06'!$M77,0),0)","v":0},{"$f":"IFERROR(IF(H$117=1,'K07'!$M77,0),0)","v":0},{"$f":"IFERROR(IF(I$117=1,'K08'!$M77,0),0)","v":0},{"$f":"IFERROR(IF(J$117=1,'K09'!$M77,0),0)","v":0},{"$f":"IFERROR(IF(K$117=1,'K10'!$M77,0),0)","v":0},0,{"$f":"IFERROR(IF(M$117=1,'K01'!$N77,0),0)","v":0},{"$f":"IFERROR(IF(N$117=1,'K02'!$N77,0),0)","v":0},{"$f":"IFERROR(IF(O$117=1,'K03'!$N77,0),0)","v":0},{"$f":"IFERROR(IF(P$117=1,'K04'!$N77,0),0)","v":0},{"$f":"IFERROR(IF(Q$117=1,'K05'!$N77,0),0)","v":0},{"$f":"IFERROR(IF(R$117=1,'K06'!$N77,0),0)","v":0},{"$f":"IFERROR(IF(S$117=1,'K07'!$N77,0),0)","v":0},{"$f":"IFERROR(IF(T$117=1,'K08'!$N77,0),0)","v":0},{"$f":"IFERROR(IF(U$117=1,'K09'!$N77,0),0)","v":0},{"$f":"IFERROR(IF(V$117=1,'K10'!$N77,0),0)","v":0},0]
[-16,{"$f":"IFERROR(IF(B$117=1,'K01'!$M78,0),0)","v":0},{"$f":"IFERROR(IF(C$117=1,'K02'!$M78,0),0)","v":0},{"$f":"IFERROR(IF(D$117=1,'K03'!$M78,0),0)","v":0},{"$f":"IFERROR(IF(E$117=1,'K04'!$M78,0),0)","v":0},{"$f":"IFERROR(IF(F$117=1,'K05'!$M78,0),0)","v":0},{"$f":"IFERROR(IF(G$117=1,'K06'!$M78,0),0)","v":0},{"$f":"IFERROR(IF(H$117=1,'K07'!$M78,0),0)","v":0},{"$f":"IFERROR(IF(I$117=1,'K08'!$M78,0),0)","v":0},{"$f":"IFERROR(IF(J$117=1,'K09'!$M78,0),0)","v":0},{"$f":"IFERROR(IF(K$117=1,'K10'!$M78,0),0)","v":0},0,{"$f":"IFERROR(IF(M$117=1,'K01'!$N78,0),0)","v":0},{"$f":"IFERROR(IF(N$117=1,'K02'!$N78,0),0)","v":0},{"$f":"IFERROR(IF(O$117=1,'K03'!$N78,0),0)","v":0},{"$f":"IFERROR(IF(P$117=1,'K04'!$N78,0),0)","v":0},{"$f":"IFERROR(IF(Q$117=1,'K05'!$N78,0),0)","v":0},{"$f":"IFERROR(IF(R$117=1,'K06'!$N78,0),0)","v":0},{"$f":"IFERROR(IF(S$117=1,'K07'!$N78,0),0)","v":0},{"$f":"IFERROR(IF(T$117=1,'K08'!$N78,0),0)","v":0},{"$f":"IFERROR(IF(U$117=1,'K09'!$N78,0),0)","v":0},{"$f":"IFERROR(IF(V$117=1,'K10'!$N78,0),0)","v":0},0]
[-15,{"$f":"IFERROR(IF(B$117=1,'K01'!$M79,0),0)","v":0},{"$f":"IFERROR(IF(C$117=1,'K02'!$M79,0),0)","v":0},{"$f":"IFERROR(IF(D$117=1,'K03'!$M79,0),0)","v":0},{"$f":"IFERROR(IF(E$117=1,'K04'!$M79,0),0)","v":0},{"$f":"IFERROR(IF(F$117=1,'K05'!$M79,0),0)","v":0},{"$f":"IFERROR(IF(G$117=1,'K06'!$M79,0),0)","v":0},{"$f":"IFERROR(IF(H$117=1,'K07'!$M79,0),0)","v":0},{"$f":"IFERROR(IF(I$117=1,'K08'!$M79,0),0)","v":0},{"$f":"IFERROR(IF(J$117=1,'K09'!$M79,0),0)","v":0},{"$f":"IFERROR(IF(K$117=1,'K10'!$M79,0),0)","v":0},0,{"$f":"IFERROR(IF(M$117=1,'K01'!$N79,0),0)","v":0},{"$f":"IFERROR(IF(N$117=1,'K02'!$N79,0),0)","v":0},{"$f":"IFERROR(IF(O$117=1,'K03'!$N79,0),0)","v":0},{"$f":"IFERROR(IF(P$117=1,'K04'!$N79,0),0)","v":0},{"$f":"IFERROR(IF(Q$117=1,'K05'!$N79,0),0)","v":0},{"$f":"IFERROR(IF(R$117=1,'K06'!$N79,0),0)","v":0},{"$f":"IFERROR(IF(S$117=1,'K07'!$N79,0),0)","v":0},{"$f":"IFERROR(IF(T$117=1,'K08'!$N79,0),0)","v":0},{"$f":"IFERROR(IF(U$117=1,'K09'!$N79,0),0)","v":0},{"$f":"IFERROR(IF(V$117=1,'K10'!$N79,0),0)","v":0},0]
[-14,{"$f":"IFERROR(IF(B$117=1,'K01'!$M80,0),0)","v":0},{"$f":"IFERROR(IF(C$117=1,'K02'!$M80,0),0)","v":0},{"$f":"IFERROR(IF(D$117=1,'K03'!$M80,0),0)","v":0},{"$f":"IFERROR(IF(E$117=1,'K04'!$M80,0),0)","v":0},{"$f":"IFERROR(IF(F$117=1,'K05'!$M80,0),0)","v":0},{"$f":"IFERROR(IF(G$117=1,'K06'!$M80,0),0)","v":0},{"$f":"IFERROR(IF(H$117=1,'K07'!$M80,0),0)","v":0},{"$f":"IFERROR(IF(I$117=1,'K08'!$M80,0),0)","v":0},{"$f":"IFERROR(IF(J$117=1,'K09'!$M80,0),0)","v":0},{"$f":"IFERROR(IF(K$117=1,'K10'!$M80,0),0)","v":0},0,{"$f":"IFERROR(IF(M$117=1,'K01'!$N80,0),0)","v":0},{"$f":"IFERROR(IF(N$117=1,'K02'!$N80,0),0)","v":0},{"$f":"IFERROR(IF(O$117=1,'K03'!$N80,0),0)","v":0},{"$f":"IFERROR(IF(P$117=1,'K04'!$N80,0),0)","v":0},{"$f":"IFERROR(IF(Q$117=1,'K05'!$N80,0),0)","v":0},{"$f":"IFERROR(IF(R$117=1,'K06'!$N80,0),0)","v":0},{"$f":"IFERROR(IF(S$117=1,'K07'!$N80,0),0)","v":0},{"$f":"IFERROR(IF(T$117=1,'K08'!$N80,0),0)","v":0},{"$f":"IFERROR(IF(U$117=1,'K09'!$N80,0),0)","v":0},{"$f":"IFERROR(IF(V$117=1,'K10'!$N80,0),0)","v":0},0]
[-13,{"$f":"IFERROR(IF(B$117=1,'K01'!$M81,0),0)","v":0},{"$f":"IFERROR(IF(C$117=1,'K02'!$M81,0),0)","v":0},{"$f":"IFERROR(IF(D$117=1,'K03'!$M81,0),0)","v":0},{"$f":"IFERROR(IF(E$117=1,'K04'!$M81,0),0)","v":0},{"$f":"IFERROR(IF(F$117=1,'K05'!$M81,0),0)","v":0},{"$f":"IFERROR(IF(G$117=1,'K06'!$M81,0),0)","v":0},{"$f":"IFERROR(IF(H$117=1,'K07'!$M81,0),0)","v":0},{"$f":"IFERROR(IF(I$117=1,'K08'!$M81,0),0)","v":0},{"$f":"IFERROR(IF(J$117=1,'K09'!$M81,0),0)","v":0},{"$f":"IFERROR(IF(K$117=1,'K10'!$M81,0),0)","v":0},0,{"$f":"IFERROR(IF(M$117=1,'K01'!$N81,0),0)","v":0},{"$f":"IFERROR(IF(N$117=1,'K02'!$N81,0),0)","v":0},{"$f":"IFERROR(IF(O$117=1,'K03'!$N81,0),0)","v":0},{"$f":"IFERROR(IF(P$117=1,'K04'!$N81,0),0)","v":0},{"$f":"IFERROR(IF(Q$117=1,'K05'!$N81,0),0)","v":0},{"$f":"IFERROR(IF(R$117=1,'K06'!$N81,0),0)","v":0},{"$f":"IFERROR(IF(S$117=1,'K07'!$N81,0),0)","v":0},{"$f":"IFERROR(IF(T$117=1,'K08'!$N81,0),0)","v":0},{"$f":"IFERROR(IF(U$117=1,'K09'!$N81,0),0)","v":0},{"$f":"IFERROR(IF(V$117=1,'K10'!$N81,0),0)","v":0},0]
[-12,{"$f":"IFERROR(IF(B$117=1,'K01'!$M82,0),0)","v":0},{"$f":"IFERROR(IF(C$117=1,'K02'!$M82,0),0)","v":0},{"$f":"IFERROR(IF(D$117=1,'K03'!$M82,0),0)","v":0},{"$f":"IFERROR(IF(E$117=1,'K04'!$M82,0),0)","v":0},{"$f":"IFERROR(IF(F$117=1,'K05'!$M82,0),0)","v":0},{"$f":"IFERROR(IF(G$117=1,'K06'!$M82,0),0)","v":0},{"$f":"IFERROR(IF(H$117=1,'K07'!$M82,0),0)","v":0},{"$f":"IFERROR(IF(I$117=1,'K08'!$M82,0),0)","v":0},{"$f":"IFERROR(IF(J$117=1,'K09'!$M82,0),0)","v":0},{"$f":"IFERROR(IF(K$117=1,'K10'!$M82,0),0)","v":0},0,{"$f":"IFERROR(IF(M$117=1,'K01'!$N82,0),0)","v":0},{"$f":"IFERROR(IF(N$117=1,'K02'!$N82,0),0)","v":0},{"$f":"IFERROR(IF(O$117=1,'K03'!$N82,0),0)","v":0},{"$f":"IFERROR(IF(P$117=1,'K04'!$N82,0),0)","v":0},{"$f":"IFERROR(IF(Q$117=1,'K05'!$N82,0),0)","v":0},{"$f":"IFERROR(IF(R$117=1,'K06'!$N82,0),0)","v":0},{"$f":"IFERROR(IF(S$117=1,'K07'!$N82,0),0)","v":0},{"$f":"IFERROR(IF(T$117=1,'K08'!$N82,0),0)","v":0},{"$f":"IFERROR(IF(U$117=1,'K09'!$N82,0),0)","v":0},{"$f":"IFERROR(IF(V$117=1,'K10'!$N82,0),0)","v":0},0]
[-11,{"$f":"IFERROR(IF(B$117=1,'K01'!$M83,0),0)","v":0},{"$f":"IFERROR(IF(C$117=1,'K02'!$M83,0),0)","v":0},{"$f":"IFERROR(IF(D$117=1,'K03'!$M83,0),0)","v":0},{"$f":"IFERROR(IF(E$117=1,'K04'!$M83,0),0)","v":0},{"$f":"IFERROR(IF(F$117=1,'K05'!$M83,0),0)","v":0},{"$f":"IFERROR(IF(G$117=1,'K06'!$M83,0),0)","v":0},{"$f":"IFERROR(IF(H$117=1,'K07'!$M83,0),0)","v":0},{"$f":"IFERROR(IF(I$117=1,'K08'!$M83,0),0)","v":0},{"$f":"IFERROR(IF(J$117=1,'K09'!$M83,0),0)","v":0},{"$f":"IFERROR(IF(K$117=1,'K10'!$M83,0),0)","v":0},0,{"$f":"IFERROR(IF(M$117=1,'K01'!$N83,0),0)","v":0},{"$f":"IFERROR(IF(N$117=1,'K02'!$N83,0),0)","v":0},{"$f":"IFERROR(IF(O$117=1,'K03'!$N83,0),0)","v":0},{"$f":"IFERROR(IF(P$117=1,'K04'!$N83,0),0)","v":0},{"$f":"IFERROR(IF(Q$117=1,'K05'!$N83,0),0)","v":0},{"$f":"IFERROR(IF(R$117=1,'K06'!$N83,0),0)","v":0},{"$f":"IFERROR(IF(S$117=1,'K07'!$N83,0),0)","v":0},{"$f":"IFERROR(IF(T$117=1,'K08'!$N83,0),0)","v":0},{"$f":"IFERROR(IF(U$117=1,'K09'!$N83,0),0)","v":0},{"$f":"IFERROR(IF(V$117=1,'K10'!$N83,0),0)","v":0},{"$f":"SUM(M134:V134)","v":0}]
[-10,{"$f":"IFERROR(IF(B$117=1,'K01'!$M84,0),0)","v":0},{"$f":"IFERROR(IF(C$117=1,'K02'!$M84,0),0)","v":0},{"$f":"IFERROR(IF(D$117=1,'K03'!$M84,0),0)","v":0},{"$f":"IFERROR(IF(E$117=1,'K04'!$M84,0),0)","v":0},{"$f":"IFERROR(IF(F$117=1,'K05'!$M84,0),0)","v":0},{"$f":"IFERROR(IF(G$117=1,'K06'!$M84,0),0)","v":0},{"$f":"IFERROR(IF(H$117=1,'K07'!$M84,0),0)","v":0},{"$f":"IFERROR(IF(I$117=1,'K08'!$M84,0),0)","v":0},{"$f":"IFERROR(IF(J$117=1,'K09'!$M84,0),0)","v":0},{"$f":"IFERROR(IF(K$117=1,'K10'!$M84,0),0)","v":0},0,{"$f":"IFERROR(IF(M$117=1,'K01'!$N84,0),0)","v":0},{"$f":"IFERROR(IF(N$117=1,'K02'!$N84,0),0)","v":0},{"$f":"IFERROR(IF(O$117=1,'K03'!$N84,0),0)","v":0},{"$f":"IFERROR(IF(P$117=1,'K04'!$N84,0),0)","v":0},{"$f":"IFERROR(IF(Q$117=1,'K05'!$N84,0),0)","v":0},{"$f":"IFERROR(IF(R$117=1,'K06'!$N84,0),0)","v":0},{"$f":"IFERROR(IF(S$117=1,'K07'!$N84,0),0)","v":0},{"$f":"IFERROR(IF(T$117=1,'K08'!$N84,0),0)","v":0},{"$f":"IFERROR(IF(U$117=1,'K09'!$N84,0),0)","v":0},{"$f":"IFERROR(IF(V$117=1,'K10'!$N84,0),0)","v":0},0]
[-9,{"$f":"IFERROR(IF(B$117=1,'K01'!$M85,0),0)","v":0},{"$f":"IFERROR(IF(C$117=1,'K02'!$M85,0),0)","v":0},{"$f":"IFERROR(IF(D$117=1,'K03'!$M85,0),0)","v":0},{"$f":"IFERROR(IF(E$117=1,'K04'!$M85,0),0)","v":0},{"$f":"IFERROR(IF(F$117=1,'K05'!$M85,0),0)","v":0},{"$f":"IFERROR(IF(G$117=1,'K06'!$M85,0),0)","v":0},{"$f":"IFERROR(IF(H$117=1,'K07'!$M85,0),0)","v":0},{"$f":"IFERROR(IF(I$117=1,'K08'!$M85,0),0)","v":0},{"$f":"IFERROR(IF(J$117=1,'K09'!$M85,0),0)","v":0},{"$f":"IFERROR(IF(K$117=1,'K10'!$M85,0),0)","v":0},0,{"$f":"IFERROR(IF(M$117=1,'K01'!$N85,0),0)","v":0},{"$f":"IFERROR(IF(N$117=1,'K02'!$N85,0),0)","v":0},{"$f":"IFERROR(IF(O$117=1,'K03'!$N85,0),0)","v":0},{"$f":"IFERROR(IF(P$117=1,'K04'!$N85,0),0)","v":0},{"$f":"IFERROR(IF(Q$117=1,'K05'!$N85,0),0)","v":0},{"$f":"IFERROR(IF(R$117=1,'K06'!$N85,0),0)","v":0},{"$f":"IFERROR(IF(S$117=1,'K07'!$N85,0),0)","v":0},{"$f":"IFERROR(IF(T$117=1,'K08'!$N85,0),0)","v":0},{"$f":"IFERROR(IF(U$117=1,'K09'!$N85,0),0)","v":0},{"$f":"IFERROR(IF(V$117=1,'K10'!$N85,0),0)","v":0},0]
[-8,{"$f":"IFERROR(IF(B$117=1,'K01'!$M86,0),0)","v":0},{"$f":"IFERROR(IF(C$117=1,'K02'!$M86,0),0)","v":0},{"$f":"IFERROR(IF(D$117=1,'K03'!$M86,0),0)","v":0},{"$f":"IFERROR(IF(E$117=1,'K04'!$M86,0),0)","v":0},{"$f":"IFERROR(IF(F$117=1,'K05'!$M86,0),0)","v":0},{"$f":"IFERROR(IF(G$117=1,'K06'!$M86,0),0)","v":0},{"$f":"IFERROR(IF(H$117=1,'K07'!$M86,0),0)","v":0},{"$f":"IFERROR(IF(I$117=1,'K08'!$M86,0),0)","v":0},{"$f":"IFERROR(IF(J$117=1,'K09'!$M86,0),0)","v":0},{"$f":"IFERROR(IF(K$117=1,'K10'!$M86,0),0)","v":0},0,{"$f":"IFERROR(IF(M$117=1,'K01'!$N86,0),0)","v":0},{"$f":"IFERROR(IF(N$117=1,'K02'!$N86,0),0)","v":0},{"$f":"IFERROR(IF(O$117=1,'K03'!$N86,0),0)","v":0},{"$f":"IFERROR(IF(P$117=1,'K04'!$N86,0),0)","v":0},{"$f":"IFERROR(IF(Q$117=1,'K05'!$N86,0),0)","v":0},{"$f":"IFERROR(IF(R$117=1,'K06'!$N86,0),0)","v":0},{"$f":"IFERROR(IF(S$117=1,'K07'!$N86,0),0)","v":0},{"$f":"IFERROR(IF(T$117=1,'K08'!$N86,0),0)","v":0},{"$f":"IFERROR(IF(U$117=1,'K09'!$N86,0),0)","v":0},{"$f":"IFERROR(IF(V$117=1,'K10'!$N86,0),0)","v":0},0]
[-7,{"$f":"IFERROR(IF(B$117=1,'K01'!$M87,0),0)","v":0},{"$f":"IFERROR(IF(C$117=1,'K02'!$M87,0),0)","v":0},{"$f":"IFERROR(IF(D$117=1,'K03'!$M87,0),0)","v":0},{"$f":"IFERROR(IF(E$117=1,'K04'!$M87,0),0)","v":0},{"$f":"IFERROR(IF(F$117=1,'K05'!$M87,0),0)","v":0},{"$f":"IFERROR(IF(G$117=1,'K06'!$M87,0),0)","v":0},{"$f":"IFERROR(IF(H$117=1,'K07'!$M87,0),0)","v":0},{"$f":"IFERROR(IF(I$117=1,'K08'!$M87,0),0)","v":0},{"$f":"IFERROR(IF(J$117=1,'K09'!$M87,0),0)","v":0},{"$f":"IFERROR(IF(K$117=1,'K10'!$M87,0),0)","v":0},0,{"$f":"IFERROR(IF(M$117=1,'K01'!$N87,0),0)","v":0},{"$f":"IFERROR(IF(N$117=1,'K02'!$N87,0),0)","v":0},{"$f":"IFERROR(IF(O$117=1,'K03'!$N87,0),0)","v":0},{"$f":"IFERROR(IF(P$117=1,'K04'!$N87,0),0)","v":0},{"$f":"IFERROR(IF(Q$117=1,'K05'!$N87,0),0)","v":0},{"$f":"IFERROR(IF(R$117=1,'K06'!$N87,0),0)","v":0},{"$f":"IFERROR(IF(S$117=1,'K07'!$N87,0),0)","v":0},{"$f":"IFERROR(IF(T$117=1,'K08'!$N87,0),0)","v":0},{"$f":"IFERROR(IF(U$117=1,'K09'!$N87,0),0)","v":0},{"$f":"IFERROR(IF(V$117=1,'K10'!$N87,0),0)","v":0},0]
[-6,{"$f":"IFERROR(IF(B$117=1,'K01'!$M88,0),0)","v":0},{"$f":"IFERROR(IF(C$117=1,'K02'!$M88,0),0)","v":0},{"$f":"IFERROR(IF(D$117=1,'K03'!$M88,0),0)","v":0},{"$f":"IFERROR(IF(E$117=1,'K04'!$M88,0),0)","v":0},{"$f":"IFERROR(IF(F$117=1,'K05'!$M88,0),0)","v":0},{"$f":"IFERROR(IF(G$117=1,'K06'!$M88,0),0)","v":0},{"$f":"IFERROR(IF(H$117=1,'K07'!$M88,0),0)","v":0},{"$f":"IFERROR(IF(I$117=1,'K08'!$M88,0),0)","v":0},{"$f":"IFERROR(IF(J$117=1,'K09'!$M88,0),0)","v":0},{"$f":"IFERROR(IF(K$117=1,'K10'!$M88,0),0)","v":0},0,{"$f":"IFERROR(IF(M$117=1,'K01'!$N88,0),0)","v":0},{"$f":"IFERROR(IF(N$117=1,'K02'!$N88,0),0)","v":0},{"$f":"IFERROR(IF(O$117=1,'K03'!$N88,0),0)","v":0},{"$f":"IFERROR(IF(P$117=1,'K04'!$N88,0),0)","v":0},{"$f":"IFERROR(IF(Q$117=1,'K05'!$N88,0),0)","v":0},{"$f":"IFERROR(IF(R$117=1,'K06'!$N88,0),0)","v":0},{"$f":"IFERROR(IF(S$117=1,'K07'!$N88,0),0)","v":0},{"$f":"IFERROR(IF(T$117=1,'K08'!$N88,0),0)","v":0},{"$f":"IFERROR(IF(U$117=1,'K09'!$N88,0),0)","v":0},{"$f":"IFERROR(IF(V$117=1,'K10'!$N88,0),0)","v":0},0]
[-5,{"$f":"IFERROR(IF(B$117=1,'K01'!$M89,0),0)","v":0},{"$f":"IFERROR(IF(C$117=1,'K02'!$M89,0),0)","v":0},{"$f":"IFERROR(IF(D$117=1,'K03'!$M89,0),0)","v":0},{"$f":"IFERROR(IF(E$117=1,'K04'!$M89,0),0)","v":0},{"$f":"IFERROR(IF(F$117=1,'K05'!$M89,0),0)","v":0},{"$f":"IFERROR(IF(G$117=1,'K06'!$M89,0),0)","v":0},{"$f":"IFERROR(IF(H$117=1,'K07'!$M89,0),0)","v":0},{"$f":"IFERROR(IF(I$117=1,'K08'!$M89,0),0)","v":0},{"$f":"IFERROR(IF(J$117=1,'K09'!$M89,0),0)","v":0},{"$f":"IFERROR(IF(K$117=1,'K10'!$M89,0),0)","v":0},0,{"$f":"IFERROR(IF(M$117=1,'K01'!$N89,0),0)","v":0},{"$f":"IFERROR(IF(N$117=1,'K02'!$N89,0),0)","v":0},{"$f":"IFERROR(IF(O$117=1,'K03'!$N89,0),0)","v":0},{"$f":"IFERROR(IF(P$117=1,'K04'!$N89,0),0)","v":0},{"$f":"IFERROR(IF(Q$117=1,'K05'!$N89,0),0)","v":0},{"$f":"IFERROR(IF(R$117=1,'K06'!$N89,0),0)","v":0},{"$f":"IFERROR(IF(S$117=1,'K07'!$N89,0),0)","v":0},{"$f":"IFERROR(IF(T$117=1,'K08'!$N89,0),0)","v":0},{"$f":"IFERROR(IF(U$117=1,'K09'!$N89,0),0)","v":0},{"$f":"IFERROR(IF(V$117=1,'K10'!$N89,0),0)","v":0},0]
[-4,{"$f":"IFERROR(IF(B$117=1,'K01'!$M90,0),0)","v":0},{"$f":"IFERROR(IF(C$117=1,'K02'!$M90,0),0)","v":0},{"$f":"IFERROR(IF(D$117=1,'K03'!$M90,0),0)","v":0},{"$f":"IFERROR(IF(E$117=1,'K04'!$M90,0),0)","v":0},{"$f":"IFERROR(IF(F$117=1,'K05'!$M90,0),0)","v":0},{"$f":"IFERROR(IF(G$117=1,'K06'!$M90,0),0)","v":0},{"$f":"IFERROR(IF(H$117=1,'K07'!$M90,0),0)","v":0},{"$f":"IFERROR(IF(I$117=1,'K08'!$M90,0),0)","v":0},{"$f":"IFERROR(IF(J$117=1,'K09'!$M90,0),0)","v":0},{"$f":"IFERROR(IF(K$117=1,'K10'!$M90,0),0)","v":0},0,{"$f":"IFERROR(IF(M$117=1,'K01'!$N90,0),0)","v":0},{"$f":"IFERROR(IF(N$117=1,'K02'!$N90,0),0)","v":0},{"$f":"IFERROR(IF(O$117=1,'K03'!$N90,0),0)","v":0},{"$f":"IFERROR(IF(P$117=1,'K04'!$N90,0),0)","v":0},{"$f":"IFERROR(IF(Q$117=1,'K05'!$N90,0),0)","v":0},{"$f":"IFERROR(IF(R$117=1,'K06'!$N90,0),0)","v":0},{"$f":"IFERROR(IF(S$117=1,'K07'!$N90,0),0)","v":0},{"$f":"IFERROR(IF(T$117=1,'K08'!$N90,0),0)","v":0},{"$f":"IFERROR(IF(U$117=1,'K09'!$N90,0),0)","v":0},{"$f":"IFERROR(IF(V$117=1,'K10'!$N90,0),0)","v":0},0]
[-3,{"$f":"IFERROR(IF(B$117=1,'K01'!$M91,0),0)","v":0},{"$f":"IFERROR(IF(C$117=1,'K02'!$M91,0),0)","v":0},{"$f":"IFERROR(IF(D$117=1,'K03'!$M91,0),0)","v":0},{"$f":"IFERROR(IF(E$117=1,'K04'!$M91,0),0)","v":0},{"$f":"IFERROR(IF(F$117=1,'K05'!$M91,0),0)","v":0},{"$f":"IFERROR(IF(G$117=1,'K06'!$M91,0),0)","v":0},{"$f":"IFERROR(IF(H$117=1,'K07'!$M91,0),0)","v":0},{"$f":"IFERROR(IF(I$117=1,'K08'!$M91,0),0)","v":0},{"$f":"IFERROR(IF(J$117=1,'K09'!$M91,0),0)","v":0},{"$f":"IFERROR(IF(K$117=1,'K10'!$M91,0),0)","v":0},0,{"$f":"IFERROR(IF(M$117=1,'K01'!$N91,0),0)","v":0},{"$f":"IFERROR(IF(N$117=1,'K02'!$N91,0),0)","v":0},{"$f":"IFERROR(IF(O$117=1,'K03'!$N91,0),0)","v":0},{"$f":"IFERROR(IF(P$117=1,'K04'!$N91,0),0)","v":0},{"$f":"IFERROR(IF(Q$117=1,'K05'!$N91,0),0)","v":0},{"$f":"IFERROR(IF(R$117=1,'K06'!$N91,0),0)","v":0},{"$f":"IFERROR(IF(S$117=1,'K07'!$N91,0),0)","v":0},{"$f":"IFERROR(IF(T$117=1,'K08'!$N91,0),0)","v":0},{"$f":"IFERROR(IF(U$117=1,'K09'!$N91,0),0)","v":0},{"$f":"IFERROR(IF(V$117=1,'K10'!$N91,0),0)","v":0},0]
[-2,{"$f":"IFERROR(IF(B$117=1,'K01'!$M92,0),0)","v":0},{"$f":"IFERROR(IF(C$117=1,'K02'!$M92,0),0)","v":0},{"$f":"IFERROR(IF(D$117=1,'K03'!$M92,0),0)","v":0},{"$f":"IFERROR(IF(E$117=1,'K04'!$M92,0),0)","v":0},{"$f":"IFERROR(IF(F$117=1,'K05'!$M92,0),0)","v":0},{"$f":"IFERROR(IF(G$117=1,'K06'!$M92,0),0)","v":0},{"$f":"IFERROR(IF(H$117=1,'K07'!$M92,0),0)","v":0},{"$f":"IFERROR(IF(I$117=1,'K08'!$M92,0),0)","v":0},{"$f":"IFERROR(IF(J$117=1,'K09'!$M92,0),0)","v":0},{"$f":"IFERROR(IF(K$117=1,'K10'!$M92,0),0)","v":0},0,{"$f":"IFERROR(IF(M$117=1,'K01'!$N92,0),0)","v":0},{"$f":"IFERROR(IF(N$117=1,'K02'!$N92,0),0)","v":0},{"$f":"IFERROR(IF(O$117=1,'K03'!$N92,0),0)","v":0},{"$f":"IFERROR(IF(P$117=1,'K04'!$N92,0),0)","v":0},{"$f":"IFERROR(IF(Q$117=1,'K05'!$N92,0),0)","v":0},{"$f":"IFERROR(IF(R$117=1,'K06'!$N92,0),0)","v":0},{"$f":"IFERROR(IF(S$117=1,'K07'!$N92,0),0)","v":0},{"$f":"IFERROR(IF(T$117=1,'K08'!$N92,0),0)","v":0},{"$f":"IFERROR(IF(U$117=1,'K09'!$N92,0),0)","v":0},{"$f":"IFERROR(IF(V$117=1,'K10'!$N92,0),0)","v":0},0]
[-1,{"$f":"IFERROR(IF(B$117=1,'K01'!$M93,0),0)","v":0},{"$f":"IFERROR(IF(C$117=1,'K02'!$M93,0),0)","v":0},{"$f":"IFERROR(IF(D$117=1,'K03'!$M93,0),0)","v":0},{"$f":"IFERROR(IF(E$117=1,'K04'!$M93,0),0)","v":0},{"$f":"IFERROR(IF(F$117=1,'K05'!$M93,0),0)","v":0},{"$f":"IFERROR(IF(G$117=1,'K06'!$M93,0),0)","v":0},{"$f":"IFERROR(IF(H$117=1,'K07'!$M93,0),0)","v":0},{"$f":"IFERROR(IF(I$117=1,'K08'!$M93,0),0)","v":0},{"$f":"IFERROR(IF(J$117=1,'K09'!$M93,0),0)","v":0},{"$f":"IFERROR(IF(K$117=1,'K10'!$M93,0),0)","v":0},0,{"$f":"IFERROR(IF(M$117=1,'K01'!$N93,0),0)","v":0},{"$f":"IFERROR(IF(N$117=1,'K02'!$N93,0),0)","v":0},{"$f":"IFERROR(IF(O$117=1,'K03'!$N93,0),0)","v":0},{"$f":"IFERROR(IF(P$117=1,'K04'!$N93,0),0)","v":0},{"$f":"IFERROR(IF(Q$117=1,'K05'!$N93,0),0)","v":0},{"$f":"IFERROR(IF(R$117=1,'K06'!$N93,0),0)","v":0},{"$f":"IFERROR(IF(S$117=1,'K07'!$N93,0),0)","v":0},{"$f":"IFERROR(IF(T$117=1,'K08'!$N93,0),0)","v":0},{"$f":"IFERROR(IF(U$117=1,'K09'!$N93,0),0)","v":0},{"$f":"IFERROR(IF(V$117=1,'K10'!$N93,0),0)","v":0},0]
[0,{"$f":"IFERROR(IF(B$117=1,'K01'!$M94,0),0)","v":0},{"$f":"IFERROR(IF(C$117=1,'K02'!$M94,0),0)","v":0},{"$f":"IFERROR(IF(D$117=1,'K03'!$M94,0),0)","v":0},{"$f":"IFERROR(IF(E$117=1,'K04'!$M94,0),0)","v":0},{"$f":"IFERROR(IF(F$117=1,'K05'!$M94,0),0)","v":0},{"$f":"IFERROR(IF(G$117=1,'K06'!$M94,0),0)","v":0},{"$f":"IFERROR(IF(H$117=1,'K07'!$M94,0),0)","v":0},{"$f":"IFERROR(IF(I$117=1,'K08'!$M94,0),0)","v":0},{"$f":"IFERROR(IF(J$117=1,'K09'!$M94,0),0)","v":0},{"$f":"IFERROR(IF(K$117=1,'K10'!$M94,0),0)","v":0},0,{"$f":"IFERROR(IF(M$117=1,'K01'!$N94,0),0)","v":0},{"$f":"IFERROR(IF(N$117=1,'K02'!$N94,0),0)","v":0},{"$f":"IFERROR(IF(O$117=1,'K03'!$N94,0),0)","v":0},{"$f":"IFERROR(IF(P$117=1,'K04'!$N94,0),0)","v":0},{"$f":"IFERROR(IF(Q$117=1,'K05'!$N94,0),0)","v":0},{"$f":"IFERROR(IF(R$117=1,'K06'!$N94,0),0)","v":0},{"$f":"IFERROR(IF(S$117=1,'K07'!$N94,0),0)","v":0},{"$f":"IFERROR(IF(T$117=1,'K08'!$N94,0),0)","v":0},{"$f":"IFERROR(IF(U$117=1,'K09'!$N94,0),0)","v":0},{"$f":"IFERROR(IF(V$117=1,'K10'!$N94,0),0)","v":0},0]
[1,{"$f":"IFERROR(IF(B$117=1,'K01'!$M95,0),0)","v":0},{"$f":"IFERROR(IF(C$117=1,'K02'!$M95,0),0)","v":0},{"$f":"IFERROR(IF(D$117=1,'K03'!$M95,0),0)","v":0},{"$f":"IFERROR(IF(E$117=1,'K04'!$M95,0),0)","v":0},{"$f":"IFERROR(IF(F$117=1,'K05'!$M95,0),0)","v":0},{"$f":"IFERROR(IF(G$117=1,'K06'!$M95,0),0)","v":0},{"$f":"IFERROR(IF(H$117=1,'K07'!$M95,0),0)","v":0},{"$f":"IFERROR(IF(I$117=1,'K08'!$M95,0),0)","v":0},{"$f":"IFERROR(IF(J$117=1,'K09'!$M95,0),0)","v":0},{"$f":"IFERROR(IF(K$117=1,'K10'!$M95,0),0)","v":0},0,{"$f":"IFERROR(IF(M$117=1,'K01'!$N95,0),0)","v":0},{"$f":"IFERROR(IF(N$117=1,'K02'!$N95,0),0)","v":0},{"$f":"IFERROR(IF(O$117=1,'K03'!$N95,0),0)","v":0},{"$f":"IFERROR(IF(P$117=1,'K04'!$N95,0),0)","v":0},{"$f":"IFERROR(IF(Q$117=1,'K05'!$N95,0),0)","v":0},{"$f":"IFERROR(IF(R$117=1,'K06'!$N95,0),0)","v":0},{"$f":"IFERROR(IF(S$117=1,'K07'!$N95,0),0)","v":0},{"$f":"IFERROR(IF(T$117=1,'K08'!$N95,0),0)","v":0},{"$f":"IFERROR(IF(U$117=1,'K09'!$N95,0),0)","v":0},{"$f":"IFERROR(IF(V$117=1,'K10'!$N95,0),0)","v":0},0]
[2,{"$f":"IFERROR(IF(B$117=1,'K01'!$M96,0),0)","v":0},{"$f":"IFERROR(IF(C$117=1,'K02'!$M96,0),0)","v":0},{"$f":"IFERROR(IF(D$117=1,'K03'!$M96,0),0)","v":0},{"$f":"IFERROR(IF(E$117=1,'K04'!$M96,0),0)","v":0},{"$f":"IFERROR(IF(F$117=1,'K05'!$M96,0),0)","v":0},{"$f":"IFERROR(IF(G$117=1,'K06'!$M96,0),0)","v":0},{"$f":"IFERROR(IF(H$117=1,'K07'!$M96,0),0)","v":0},{"$f":"IFERROR(IF(I$117=1,'K08'!$M96,0),0)","v":0},{"$f":"IFERROR(IF(J$117=1,'K09'!$M96,0),0)","v":0},{"$f":"IFERROR(IF(K$117=1,'K10'!$M96,0),0)","v":0},0,{"$f":"IFERROR(IF(M$117=1,'K01'!$N96,0),0)","v":0},{"$f":"IFERROR(IF(N$117=1,'K02'!$N96,0),0)","v":0},{"$f":"IFERROR(IF(O$117=1,'K03'!$N96,0),0)","v":0},{"$f":"IFERROR(IF(P$117=1,'K04'!$N96,0),0)","v":0},{"$f":"IFERROR(IF(Q$117=1,'K05'!$N96,0),0)","v":0},{"$f":"IFERROR(IF(R$117=1,'K06'!$N96,0),0)","v":0},{"$f":"IFERROR(IF(S$117=1,'K07'!$N96,0),0)","v":0},{"$f":"IFERROR(IF(T$117=1,'K08'!$N96,0),0)","v":0},{"$f":"IFERROR(IF(U$117=1,'K09'!$N96,0),0)","v":0},{"$f":"IFERROR(IF(V$117=1,'K10'!$N96,0),0)","v":0},0]
[3,{"$f":"IFERROR(IF(B$117=1,'K01'!$M97,0),0)","v":0},{"$f":"IFERROR(IF(C$117=1,'K02'!$M97,0),0)","v":0},{"$f":"IFERROR(IF(D$117=1,'K03'!$M97,0),0)","v":0},{"$f":"IFERROR(IF(E$117=1,'K04'!$M97,0),0)","v":0},{"$f":"IFERROR(IF(F$117=1,'K05'!$M97,0),0)","v":0},{"$f":"IFERROR(IF(G$117=1,'K06'!$M97,0),0)","v":0},{"$f":"IFERROR(IF(H$117=1,'K07'!$M97,0),0)","v":0},{"$f":"IFERROR(IF(I$117=1,'K08'!$M97,0),0)","v":0},{"$f":"IFERROR(IF(J$117=1,'K09'!$M97,0),0)","v":0},{"$f":"IFERROR(IF(K$117=1,'K10'!$M97,0),0)","v":0},0,{"$f":"IFERROR(IF(M$117=1,'K01'!$N97,0),0)","v":0},{"$f":"IFERROR(IF(N$117=1,'K02'!$N97,0),0)","v":0},{"$f":"IFERROR(IF(O$117=1,'K03'!$N97,0),0)","v":0},{"$f":"IFERROR(IF(P$117=1,'K04'!$N97,0),0)","v":0},{"$f":"IFERROR(IF(Q$117=1,'K05'!$N97,0),0)","v":0},{"$f":"IFERROR(IF(R$117=1,'K06'!$N97,0),0)","v":0},{"$f":"IFERROR(IF(S$117=1,'K07'!$N97,0),0)","v":0},{"$f":"IFERROR(IF(T$117=1,'K08'!$N97,0),0)","v":0},{"$f":"IFERROR(IF(U$117=1,'K09'!$N97,0),0)","v":0},{"$f":"IFERROR(IF(V$117=1,'K10'!$N97,0),0)","v":0},0]
[4,{"$f":"IFERROR(IF(B$117=1,'K01'!$M98,0),0)","v":0},{"$f":"IFERROR(IF(C$117=1,'K02'!$M98,0),0)","v":0},{"$f":"IFERROR(IF(D$117=1,'K03'!$M98,0),0)","v":0},{"$f":"IFERROR(IF(E$117=1,'K04'!$M98,0),0)","v":0},{"$f":"IFERROR(IF(F$117=1,'K05'!$M98,0),0)","v":0},{"$f":"IFERROR(IF(G$117=1,'K06'!$M98,0),0)","v":0},{"$f":"IFERROR(IF(H$117=1,'K07'!$M98,0),0)","v":0},{"$f":"IFERROR(IF(I$117=1,'K08'!$M98,0),0)","v":0},{"$f":"IFERROR(IF(J$117=1,'K09'!$M98,0),0)","v":0},{"$f":"IFERROR(IF(K$117=1,'K10'!$M98,0),0)","v":0},0,{"$f":"IFERROR(IF(M$117=1,'K01'!$N98,0),0)","v":0},{"$f":"IFERROR(IF(N$117=1,'K02'!$N98,0),0)","v":0},{"$f":"IFERROR(IF(O$117=1,'K03'!$N98,0),0)","v":0},{"$f":"IFERROR(IF(P$117=1,'K04'!$N98,0),0)","v":0},{"$f":"IFERROR(IF(Q$117=1,'K05'!$N98,0),0)","v":0},{"$f":"IFERROR(IF(R$117=1,'K06'!$N98,0),0)","v":0},{"$f":"IFERROR(IF(S$117=1,'K07'!$N98,0),0)","v":0},{"$f":"IFERROR(IF(T$117=1,'K08'!$N98,0),0)","v":0},{"$f":"IFERROR(IF(U$117=1,'K09'!$N98,0),0)","v":0},{"$f":"IFERROR(IF(V$117=1,'K10'!$N98,0),0)","v":0},0]
[5,{"$f":"IFERROR(IF(B$117=1,'K01'!$M99,0),0)","v":0},{"$f":"IFERROR(IF(C$117=1,'K02'!$M99,0),0)","v":0},{"$f":"IFERROR(IF(D$117=1,'K03'!$M99,0),0)","v":0},{"$f":"IFERROR(IF(E$117=1,'K04'!$M99,0),0)","v":0},{"$f":"IFERROR(IF(F$117=1,'K05'!$M99,0),0)","v":0},{"$f":"IFERROR(IF(G$117=1,'K06'!$M99,0),0)","v":0},{"$f":"IFERROR(IF(H$117=1,'K07'!$M99,0),0)","v":0},{"$f":"IFERROR(IF(I$117=1,'K08'!$M99,0),0)","v":0},{"$f":"IFERROR(IF(J$117=1,'K09'!$M99,0),0)","v":0},{"$f":"IFERROR(IF(K$117=1,'K10'!$M99,0),0)","v":0},0,{"$f":"IFERROR(IF(M$117=1,'K01'!$N99,0),0)","v":0},{"$f":"IFERROR(IF(N$117=1,'K02'!$N99,0),0)","v":0},{"$f":"IFERROR(IF(O$117=1,'K03'!$N99,0),0)","v":0},{"$f":"IFERROR(IF(P$117=1,'K04'!$N99,0),0)","v":0},{"$f":"IFERROR(IF(Q$117=1,'K05'!$N99,0),0)","v":0},{"$f":"IFERROR(IF(R$117=1,'K06'!$N99,0),0)","v":0},{"$f":"IFERROR(IF(S$117=1,'K07'!$N99,0),0)","v":0},{"$f":"IFERROR(IF(T$117=1,'K08'!$N99,0),0)","v":0},{"$f":"IFERROR(IF(U$117=1,'K09'!$N99,0),0)","v":0},{"$f":"IFERROR(IF(V$117=1,'K10'!$N99,0),0)","v":0},0]
[6,{"$f":"IFERROR(IF(B$117=1,'K01'!$M100,0),0)","v":0},{"$f":"IFERROR(IF(C$117=1,'K02'!$M100,0),0)","v":0},{"$f":"IFERROR(IF(D$117=1,'K03'!$M100,0),0)","v":0},{"$f":"IFERROR(IF(E$117=1,'K04'!$M100,0),0)","v":0},{"$f":"IFERROR(IF(F$117=1,'K05'!$M100,0),0)","v":0},{"$f":"IFERROR(IF(G$117=1,'K06'!$M100,0),0)","v":0},{"$f":"IFERROR(IF(H$117=1,'K07'!$M100,0),0)","v":0},{"$f":"IFERROR(IF(I$117=1,'K08'!$M100,0),0)","v":0},{"$f":"IFERROR(IF(J$117=1,'K09'!$M100,0),0)","v":0},{"$f":"IFERROR(IF(K$117=1,'K10'!$M100,0),0)","v":0},0,{"$f":"IFERROR(IF(M$117=1,'K01'!$N100,0),0)","v":0},{"$f":"IFERROR(IF(N$117=1,'K02'!$N100,0),0)","v":0},{"$f":"IFERROR(IF(O$117=1,'K03'!$N100,0),0)","v":0},{"$f":"IFERROR(IF(P$117=1,'K04'!$N100,0),0)","v":0},{"$f":"IFERROR(IF(Q$117=1,'K05'!$N100,0),0)","v":0},{"$f":"IFERROR(IF(R$117=1,'K06'!$N100,0),0)","v":0},{"$f":"IFERROR(IF(S$117=1,'K07'!$N100,0),0)","v":0},{"$f":"IFERROR(IF(T$117=1,'K08'!$N100,0),0)","v":0},{"$f":"IFERROR(IF(U$117=1,'K09'!$N100,0),0)","v":0},{"$f":"IFERROR(IF(V$117=1,'K10'!$N100,0),0)","v":0},0]
[7,{"$f":"IFERROR(IF(B$117=1,'K01'!$M101,0),0)","v":0},{"$f":"IFERROR(IF(C$117=1,'K02'!$M101,0),0)","v":0},{"$f":"IFERROR(IF(D$117=1,'K03'!$M101,0),0)","v":0},{"$f":"IFERROR(IF(E$117=1,'K04'!$M101,0),0)","v":0},{"$f":"IFERROR(IF(F$117=1,'K05'!$M101,0),0)","v":0},{"$f":"IFERROR(IF(G$117=1,'K06'!$M101,0),0)","v":0},{"$f":"IFERROR(IF(H$117=1,'K07'!$M101,0),0)","v":0},{"$f":"IFERROR(IF(I$117=1,'K08'!$M101,0),0)","v":0},{"$f":"IFERROR(IF(J$117=1,'K09'!$M101,0),0)","v":0},{"$f":"IFERROR(IF(K$117=1,'K10'!$M101,0),0)","v":0},0,{"$f":"IFERROR(IF(M$117=1,'K01'!$N101,0),0)","v":0},{"$f":"IFERROR(IF(N$117=1,'K02'!$N101,0),0)","v":0},{"$f":"IFERROR(IF(O$117=1,'K03'!$N101,0),0)","v":0},{"$f":"IFERROR(IF(P$117=1,'K04'!$N101,0),0)","v":0},{"$f":"IFERROR(IF(Q$117=1,'K05'!$N101,0),0)","v":0},{"$f":"IFERROR(IF(R$117=1,'K06'!$N101,0),0)","v":0},{"$f":"IFERROR(IF(S$117=1,'K07'!$N101,0),0)","v":0},{"$f":"IFERROR(IF(T$117=1,'K08'!$N101,0),0)","v":0},{"$f":"IFERROR(IF(U$117=1,'K09'!$N101,0),0)","v":0},{"$f":"IFERROR(IF(V$117=1,'K10'!$N101,0),0)","v":0},0]
[8,{"$f":"IFERROR(IF(B$117=1,'K01'!$M102,0),0)","v":0},{"$f":"IFERROR(IF(C$117=1,'K02'!$M102,0),0)","v":0},{"$f":"IFERROR(IF(D$117=1,'K03'!$M102,0),0)","v":0},{"$f":"IFERROR(IF(E$117=1,'K04'!$M102,0),0)","v":0},{"$f":"IFERROR(IF(F$117=1,'K05'!$M102,0),0)","v":0},{"$f":"IFERROR(IF(G$117=1,'K06'!$M102,0),0)","v":0},{"$f":"IFERROR(IF(H$117=1,'K07'!$M102,0),0)","v":0},{"$f":"IFERROR(IF(I$117=1,'K08'!$M102,0),0)","v":0},{"$f":"IFERROR(IF(J$117=1,'K09'!$M102,0),0)","v":0},{"$f":"IFERROR(IF(K$117=1,'K10'!$M102,0),0)","v":0},0,{"$f":"IFERROR(IF(M$117=1,'K01'!$N102,0),0)","v":0},{"$f":"IFERROR(IF(N$117=1,'K02'!$N102,0),0)","v":0},{"$f":"IFERROR(IF(O$117=1,'K03'!$N102,0),0)","v":0},{"$f":"IFERROR(IF(P$117=1,'K04'!$N102,0),0)","v":0},{"$f":"IFERROR(IF(Q$117=1,'K05'!$N102,0),0)","v":0},{"$f":"IFERROR(IF(R$117=1,'K06'!$N102,0),0)","v":0},{"$f":"IFERROR(IF(S$117=1,'K07'!$N102,0),0)","v":0},{"$f":"IFERROR(IF(T$117=1,'K08'!$N102,0),0)","v":0},{"$f":"IFERROR(IF(U$117=1,'K09'!$N102,0),0)","v":0},{"$f":"IFERROR(IF(V$117=1,'K10'!$N102,0),0)","v":0},0]
[9,{"$f":"IFERROR(IF(B$117=1,'K01'!$M103,0),0)","v":0},{"$f":"IFERROR(IF(C$117=1,'K02'!$M103,0),0)","v":0},{"$f":"IFERROR(IF(D$117=1,'K03'!$M103,0),0)","v":0},{"$f":"IFERROR(IF(E$117=1,'K04'!$M103,0),0)","v":0},{"$f":"IFERROR(IF(F$117=1,'K05'!$M103,0),0)","v":0},{"$f":"IFERROR(IF(G$117=1,'K06'!$M103,0),0)","v":0},{"$f":"IFERROR(IF(H$117=1,'K07'!$M103,0),0)","v":0},{"$f":"IFERROR(IF(I$117=1,'K08'!$M103,0),0)","v":0},{"$f":"IFERROR(IF(J$117=1,'K09'!$M103,0),0)","v":0},{"$f":"IFERROR(IF(K$117=1,'K10'!$M103,0),0)","v":0},0,{"$f":"IFERROR(IF(M$117=1,'K01'!$N103,0),0)","v":0},{"$f":"IFERROR(IF(N$117=1,'K02'!$N103,0),0)","v":0},{"$f":"IFERROR(IF(O$117=1,'K03'!$N103,0),0)","v":0},{"$f":"IFERROR(IF(P$117=1,'K04'!$N103,0),0)","v":0},{"$f":"IFERROR(IF(Q$117=1,'K05'!$N103,0),0)","v":0},{"$f":"IFERROR(IF(R$117=1,'K06'!$N103,0),0)","v":0},{"$f":"IFERROR(IF(S$117=1,'K07'!$N103,0),0)","v":0},{"$f":"IFERROR(IF(T$117=1,'K08'!$N103,0),0)","v":0},{"$f":"IFERROR(IF(U$117=1,'K09'!$N103,0),0)","v":0},{"$f":"IFERROR(IF(V$117=1,'K10'!$N103,0),0)","v":0},0]
[10,{"$f":"IFERROR(IF(B$117=1,'K01'!$M104,0),0)","v":0},{"$f":"IFERROR(IF(C$117=1,'K02'!$M104,0),0)","v":0},{"$f":"IFERROR(IF(D$117=1,'K03'!$M104,0),0)","v":0},{"$f":"IFERROR(IF(E$117=1,'K04'!$M104,0),0)","v":0},{"$f":"IFERROR(IF(F$117=1,'K05'!$M104,0),0)","v":0},{"$f":"IFERROR(IF(G$117=1,'K06'!$M104,0),0)","v":0},{"$f":"IFERROR(IF(H$117=1,'K07'!$M104,0),0)","v":0},{"$f":"IFERROR(IF(I$117=1,'K08'!$M104,0),0)","v":0},{"$f":"IFERROR(IF(J$117=1,'K09'!$M104,0),0)","v":0},{"$f":"IFERROR(IF(K$117=1,'K10'!$M104,0),0)","v":0},0,{"$f":"IFERROR(IF(M$117=1,'K01'!$N104,0),0)","v":0},{"$f":"IFERROR(IF(N$117=1,'K02'!$N104,0),0)","v":0},{"$f":"IFERROR(IF(O$117=1,'K03'!$N104,0),0)","v":0},{"$f":"IFERROR(IF(P$117=1,'K04'!$N104,0),0)","v":0},{"$f":"IFERROR(IF(Q$117=1,'K05'!$N104,0),0)","v":0},{"$f":"IFERROR(IF(R$117=1,'K06'!$N104,0),0)","v":0},{"$f":"IFERROR(IF(S$117=1,'K07'!$N104,0),0)","v":0},{"$f":"IFERROR(IF(T$117=1,'K08'!$N104,0),0)","v":0},{"$f":"IFERROR(IF(U$117=1,'K09'!$N104,0),0)","v":0},{"$f":"IFERROR(IF(V$117=1,'K10'!$N104,0),0)","v":0},0]
[11,{"$f":"IFERROR(IF(B$117=1,'K01'!$M105,0),0)","v":0},{"$f":"IFERROR(IF(C$117=1,'K02'!$M105,0),0)","v":0},{"$f":"IFERROR(IF(D$117=1,'K03'!$M105,0),0)","v":0},{"$f":"IFERROR(IF(E$117=1,'K04'!$M105,0),0)","v":0},{"$f":"IFERROR(IF(F$117=1,'K05'!$M105,0),0)","v":0},{"$f":"IFERROR(IF(G$117=1,'K06'!$M105,0),0)","v":0},{"$f":"IFERROR(IF(H$117=1,'K07'!$M105,0),0)","v":0},{"$f":"IFERROR(IF(I$117=1,'K08'!$M105,0),0)","v":0},{"$f":"IFERROR(IF(J$117=1,'K09'!$M105,0),0)","v":0},{"$f":"IFERROR(IF(K$117=1,'K10'!$M105,0),0)","v":0},0,{"$f":"IFERROR(IF(M$117=1,'K01'!$N105,0),0)","v":0},{"$f":"IFERROR(IF(N$117=1,'K02'!$N105,0),0)","v":0},{"$f":"IFERROR(IF(O$117=1,'K03'!$N105,0),0)","v":0},{"$f":"IFERROR(IF(P$117=1,'K04'!$N105,0),0)","v":0},{"$f":"IFERROR(IF(Q$117=1,'K05'!$N105,0),0)","v":0},{"$f":"IFERROR(IF(R$117=1,'K06'!$N105,0),0)","v":0},{"$f":"IFERROR(IF(S$117=1,'K07'!$N105,0),0)","v":0},{"$f":"IFERROR(IF(T$117=1,'K08'!$N105,0),0)","v":0},{"$f":"IFERROR(IF(U$117=1,'K09'!$N105,0),0)","v":0},{"$f":"IFERROR(IF(V$117=1,'K10'!$N105,0),0)","v":0},0]
[12,{"$f":"IFERROR(IF(B$117=1,'K01'!$M106,0),0)","v":0},{"$f":"IFERROR(IF(C$117=1,'K02'!$M106,0),0)","v":0},{"$f":"IFERROR(IF(D$117=1,'K03'!$M106,0),0)","v":0},{"$f":"IFERROR(IF(E$117=1,'K04'!$M106,0),0)","v":0},{"$f":"IFERROR(IF(F$117=1,'K05'!$M106,0),0)","v":0},{"$f":"IFERROR(IF(G$117=1,'K06'!$M106,0),0)","v":0},{"$f":"IFERROR(IF(H$117=1,'K07'!$M106,0),0)","v":0},{"$f":"IFERROR(IF(I$117=1,'K08'!$M106,0),0)","v":0},{"$f":"IFERROR(IF(J$117=1,'K09'!$M106,0),0)","v":0},{"$f":"IFERROR(IF(K$117=1,'K10'!$M106,0),0)","v":0},0,{"$f":"IFERROR(IF(M$117=1,'K01'!$N106,0),0)","v":0},{"$f":"IFERROR(IF(N$117=1,'K02'!$N106,0),0)","v":0},{"$f":"IFERROR(IF(O$117=1,'K03'!$N106,0),0)","v":0},{"$f":"IFERROR(IF(P$117=1,'K04'!$N106,0),0)","v":0},{"$f":"IFERROR(IF(Q$117=1,'K05'!$N106,0),0)","v":0},{"$f":"IFERROR(IF(R$117=1,'K06'!$N106,0),0)","v":0},{"$f":"IFERROR(IF(S$117=1,'K07'!$N106,0),0)","v":0},{"$f":"IFERROR(IF(T$117=1,'K08'!$N106,0),0)","v":0},{"$f":"IFERROR(IF(U$117=1,'K09'!$N106,0),0)","v":0},{"$f":"IFERROR(IF(V$117=1,'K10'!$N106,0),0)","v":0},0]
[13,{"$f":"IFERROR(IF(B$117=1,'K01'!$M107,0),0)","v":0},{"$f":"IFERROR(IF(C$117=1,'K02'!$M107,0),0)","v":0},{"$f":"IFERROR(IF(D$117=1,'K03'!$M107,0),0)","v":0},{"$f":"IFERROR(IF(E$117=1,'K04'!$M107,0),0)","v":0},{"$f":"IFERROR(IF(F$117=1,'K05'!$M107,0),0)","v":0},{"$f":"IFERROR(IF(G$117=1,'K06'!$M107,0),0)","v":0},{"$f":"IFERROR(IF(H$117=1,'K07'!$M107,0),0)","v":0},{"$f":"IFERROR(IF(I$117=1,'K08'!$M107,0),0)","v":0},{"$f":"IFERROR(IF(J$117=1,'K09'!$M107,0),0)","v":0},{"$f":"IFERROR(IF(K$117=1,'K10'!$M107,0),0)","v":0},0,{"$f":"IFERROR(IF(M$117=1,'K01'!$N107,0),0)","v":0},{"$f":"IFERROR(IF(N$117=1,'K02'!$N107,0),0)","v":0},{"$f":"IFERROR(IF(O$117=1,'K03'!$N107,0),0)","v":0},{"$f":"IFERROR(IF(P$117=1,'K04'!$N107,0),0)","v":0},{"$f":"IFERROR(IF(Q$117=1,'K05'!$N107,0),0)","v":0},{"$f":"IFERROR(IF(R$117=1,'K06'!$N107,0),0)","v":0},{"$f":"IFERROR(IF(S$117=1,'K07'!$N107,0),0)","v":0},{"$f":"IFERROR(IF(T$117=1,'K08'!$N107,0),0)","v":0},{"$f":"IFERROR(IF(U$117=1,'K09'!$N107,0),0)","v":0},{"$f":"IFERROR(IF(V$117=1,'K10'!$N107,0),0)","v":0},0]
[14,{"$f":"IFERROR(IF(B$117=1,'K01'!$M108,0),0)","v":0},{"$f":"IFERROR(IF(C$117=1,'K02'!$M108,0),0)","v":0},{"$f":"IFERROR(IF(D$117=1,'K03'!$M108,0),0)","v":0},{"$f":"IFERROR(IF(E$117=1,'K04'!$M108,0),0)","v":0},{"$f":"IFERROR(IF(F$117=1,'K05'!$M108,0),0)","v":0},{"$f":"IFERROR(IF(G$117=1,'K06'!$M108,0),0)","v":0},{"$f":"IFERROR(IF(H$117=1,'K07'!$M108,0),0)","v":0},{"$f":"IFERROR(IF(I$117=1,'K08'!$M108,0),0)","v":0},{"$f":"IFERROR(IF(J$117=1,'K09'!$M108,0),0)","v":0},{"$f":"IFERROR(IF(K$117=1,'K10'!$M108,0),0)","v":0},0,{"$f":"IFERROR(IF(M$117=1,'K01'!$N108,0),0)","v":0},{"$f":"IFERROR(IF(N$117=1,'K02'!$N108,0),0)","v":0},{"$f":"IFERROR(IF(O$117=1,'K03'!$N108,0),0)","v":0},{"$f":"IFERROR(IF(P$117=1,'K04'!$N108,0),0)","v":0},{"$f":"IFERROR(IF(Q$117=1,'K05'!$N108,0),0)","v":0},{"$f":"IFERROR(IF(R$117=1,'K06'!$N108,0),0)","v":0},{"$f":"IFERROR(IF(S$117=1,'K07'!$N108,0),0)","v":0},{"$f":"IFERROR(IF(T$117=1,'K08'!$N108,0),0)","v":0},{"$f":"IFERROR(IF(U$117=1,'K09'!$N108,0),0)","v":0},{"$f":"IFERROR(IF(V$117=1,'K10'!$N108,0),0)","v":0},0]
[15,{"$f":"IFERROR(IF(B$117=1,'K01'!$M109,0),0)","v":0},{"$f":"IFERROR(IF(C$117=1,'K02'!$M109,0),0)","v":0},{"$f":"IFERROR(IF(D$117=1,'K03'!$M109,0),0)","v":0},{"$f":"IFERROR(IF(E$117=1,'K04'!$M109,0),0)","v":0},{"$f":"IFERROR(IF(F$117=1,'K05'!$M109,0),0)","v":0},{"$f":"IFERROR(IF(G$117=1,'K06'!$M109,0),0)","v":0},{"$f":"IFERROR(IF(H$117=1,'K07'!$M109,0),0)","v":0},{"$f":"IFERROR(IF(I$117=1,'K08'!$M109,0),0)","v":0},{"$f":"IFERROR(IF(J$117=1,'K09'!$M109,0),0)","v":0},{"$f":"IFERROR(IF(K$117=1,'K10'!$M109,0),0)","v":0},0,{"$f":"IFERROR(IF(M$117=1,'K01'!$N109,0),0)","v":0},{"$f":"IFERROR(IF(N$117=1,'K02'!$N109,0),0)","v":0},{"$f":"IFERROR(IF(O$117=1,'K03'!$N109,0),0)","v":0},{"$f":"IFERROR(IF(P$117=1,'K04'!$N109,0),0)","v":0},{"$f":"IFERROR(IF(Q$117=1,'K05'!$N109,0),0)","v":0},{"$f":"IFERROR(IF(R$117=1,'K06'!$N109,0),0)","v":0},{"$f":"IFERROR(IF(S$117=1,'K07'!$N109,0),0)","v":0},{"$f":"IFERROR(IF(T$117=1,'K08'!$N109,0),0)","v":0},{"$f":"IFERROR(IF(U$117=1,'K09'!$N109,0),0)","v":0},{"$f":"IFERROR(IF(V$117=1,'K10'!$N109,0),0)","v":0},0]
[16,{"$f":"IFERROR(IF(B$117=1,'K01'!$M110,0),0)","v":0},{"$f":"IFERROR(IF(C$117=1,'K02'!$M110,0),0)","v":0},{"$f":"IFERROR(IF(D$117=1,'K03'!$M110,0),0)","v":0},{"$f":"IFERROR(IF(E$117=1,'K04'!$M110,0),0)","v":0},{"$f":"IFERROR(IF(F$117=1,'K05'!$M110,0),0)","v":0},{"$f":"IFERROR(IF(G$117=1,'K06'!$M110,0),0)","v":0},{"$f":"IFERROR(IF(H$117=1,'K07'!$M110,0),0)","v":0},{"$f":"IFERROR(IF(I$117=1,'K08'!$M110,0),0)","v":0},{"$f":"IFERROR(IF(J$117=1,'K09'!$M110,0),0)","v":0},{"$f":"IFERROR(IF(K$117=1,'K10'!$M110,0),0)","v":0},0,{"$f":"IFERROR(IF(M$117=1,'K01'!$N110,0),0)","v":0},{"$f":"IFERROR(IF(N$117=1,'K02'!$N110,0),0)","v":0},{"$f":"IFERROR(IF(O$117=1,'K03'!$N110,0),0)","v":0},{"$f":"IFERROR(IF(P$117=1,'K04'!$N110,0),0)","v":0},{"$f":"IFERROR(IF(Q$117=1,'K05'!$N110,0),0)","v":0},{"$f":"IFERROR(IF(R$117=1,'K06'!$N110,0),0)","v":0},{"$f":"IFERROR(IF(S$117=1,'K07'!$N110,0),0)","v":0},{"$f":"IFERROR(IF(T$117=1,'K08'!$N110,0),0)","v":0},{"$f":"IFERROR(IF(U$117=1,'K09'!$N110,0),0)","v":0},{"$f":"IFERROR(IF(V$117=1,'K10'!$N110,0),0)","v":0},0]
[17,{"$f":"IFERROR(IF(B$117=1,'K01'!$M111,0),0)","v":0},{"$f":"IFERROR(IF(C$117=1,'K02'!$M111,0),0)","v":0},{"$f":"IFERROR(IF(D$117=1,'K03'!$M111,0),0)","v":0},{"$f":"IFERROR(IF(E$117=1,'K04'!$M111,0),0)","v":0},{"$f":"IFERROR(IF(F$117=1,'K05'!$M111,0),0)","v":0},{"$f":"IFERROR(IF(G$117=1,'K06'!$M111,0),0)","v":0},{"$f":"IFERROR(IF(H$117=1,'K07'!$M111,0),0)","v":0},{"$f":"IFERROR(IF(I$117=1,'K08'!$M111,0),0)","v":0},{"$f":"IFERROR(IF(J$117=1,'K09'!$M111,0),0)","v":0},{"$f":"IFERROR(IF(K$117=1,'K10'!$M111,0),0)","v":0},0,{"$f":"IFERROR(IF(M$117=1,'K01'!$N111,0),0)","v":0},{"$f":"IFERROR(IF(N$117=1,'K02'!$N111,0),0)","v":0},{"$f":"IFERROR(IF(O$117=1,'K03'!$N111,0),0)","v":0},{"$f":"IFERROR(IF(P$117=1,'K04'!$N111,0),0)","v":0},{"$f":"IFERROR(IF(Q$117=1,'K05'!$N111,0),0)","v":0},{"$f":"IFERROR(IF(R$117=1,'K06'!$N111,0),0)","v":0},{"$f":"IFERROR(IF(S$117=1,'K07'!$N111,0),0)","v":0},{"$f":"IFERROR(IF(T$117=1,'K08'!$N111,0),0)","v":0},{"$f":"IFERROR(IF(U$117=1,'K09'!$N111,0),0)","v":0},{"$f":"IFERROR(IF(V$117=1,'K10'!$N111,0),0)","v":0},0]
[18,{"$f":"IFERROR(IF(B$117=1,'K01'!$M112,0),0)","v":0},{"$f":"IFERROR(IF(C$117=1,'K02'!$M112,0),0)","v":0},{"$f":"IFERROR(IF(D$117=1,'K03'!$M112,0),0)","v":0},{"$f":"IFERROR(IF(E$117=1,'K04'!$M112,0),0)","v":0},{"$f":"IFERROR(IF(F$117=1,'K05'!$M112,0),0)","v":0},{"$f":"IFERROR(IF(G$117=1,'K06'!$M112,0),0)","v":0},{"$f":"IFERROR(IF(H$117=1,'K07'!$M112,0),0)","v":0},{"$f":"IFERROR(IF(I$117=1,'K08'!$M112,0),0)","v":0},{"$f":"IFERROR(IF(J$117=1,'K09'!$M112,0),0)","v":0},{"$f":"IFERROR(IF(K$117=1,'K10'!$M112,0),0)","v":0},0,{"$f":"IFERROR(IF(M$117=1,'K01'!$N112,0),0)","v":0},{"$f":"IFERROR(IF(N$117=1,'K02'!$N112,0),0)","v":0},{"$f":"IFERROR(IF(O$117=1,'K03'!$N112,0),0)","v":0},{"$f":"IFERROR(IF(P$117=1,'K04'!$N112,0),0)","v":0},{"$f":"IFERROR(IF(Q$117=1,'K05'!$N112,0),0)","v":0},{"$f":"IFERROR(IF(R$117=1,'K06'!$N112,0),0)","v":0},{"$f":"IFERROR(IF(S$117=1,'K07'!$N112,0),0)","v":0},{"$f":"IFERROR(IF(T$117=1,'K08'!$N112,0),0)","v":0},{"$f":"IFERROR(IF(U$117=1,'K09'!$N112,0),0)","v":0},{"$f":"IFERROR(IF(V$117=1,'K10'!$N112,0),0)","v":0},0]
[19,{"$f":"IFERROR(IF(B$117=1,'K01'!$M113,0),0)","v":0},{"$f":"IFERROR(IF(C$117=1,'K02'!$M113,0),0)","v":0},{"$f":"IFERROR(IF(D$117=1,'K03'!$M113,0),0)","v":0},{"$f":"IFERROR(IF(E$117=1,'K04'!$M113,0),0)","v":0},{"$f":"IFERROR(IF(F$117=1,'K05'!$M113,0),0)","v":0},{"$f":"IFERROR(IF(G$117=1,'K06'!$M113,0),0)","v":0},{"$f":"IFERROR(IF(H$117=1,'K07'!$M113,0),0)","v":0},{"$f":"IFERROR(IF(I$117=1,'K08'!$M113,0),0)","v":0},{"$f":"IFERROR(IF(J$117=1,'K09'!$M113,0),0)","v":0},{"$f":"IFERROR(IF(K$117=1,'K10'!$M113,0),0)","v":0},0,{"$f":"IFERROR(IF(M$117=1,'K01'!$N113,0),0)","v":0},{"$f":"IFERROR(IF(N$117=1,'K02'!$N113,0),0)","v":0},{"$f":"IFERROR(IF(O$117=1,'K03'!$N113,0),0)","v":0},{"$f":"IFERROR(IF(P$117=1,'K04'!$N113,0),0)","v":0},{"$f":"IFERROR(IF(Q$117=1,'K05'!$N113,0),0)","v":0},{"$f":"IFERROR(IF(R$117=1,'K06'!$N113,0),0)","v":0},{"$f":"IFERROR(IF(S$117=1,'K07'!$N113,0),0)","v":0},{"$f":"IFERROR(IF(T$117=1,'K08'!$N113,0),0)","v":0},{"$f":"IFERROR(IF(U$117=1,'K09'!$N113,0),0)","v":0},{"$f":"IFERROR(IF(V$117=1,'K10'!$N113,0),0)","v":0},0]
[20,{"$f":"IFERROR(IF(B$117=1,'K01'!$M114,0),0)","v":0},{"$f":"IFERROR(IF(C$117=1,'K02'!$M114,0),0)","v":0},{"$f":"IFERROR(IF(D$117=1,'K03'!$M114,0),0)","v":0},{"$f":"IFERROR(IF(E$117=1,'K04'!$M114,0),0)","v":0},{"$f":"IFERROR(IF(F$117=1,'K05'!$M114,0),0)","v":0},{"$f":"IFERROR(IF(G$117=1,'K06'!$M114,0),0)","v":0},{"$f":"IFERROR(IF(H$117=1,'K07'!$M114,0),0)","v":0},{"$f":"IFERROR(IF(I$117=1,'K08'!$M114,0),0)","v":0},{"$f":"IFERROR(IF(J$117=1,'K09'!$M114,0),0)","v":0},{"$f":"IFERROR(IF(K$117=1,'K10'!$M114,0),0)","v":0},0,{"$f":"IFERROR(IF(M$117=1,'K01'!$N114,0),0)","v":0},{"$f":"IFERROR(IF(N$117=1,'K02'!$N114,0),0)","v":0},{"$f":"IFERROR(IF(O$117=1,'K03'!$N114,0),0)","v":0},{"$f":"IFERROR(IF(P$117=1,'K04'!$N114,0),0)","v":0},{"$f":"IFERROR(IF(Q$117=1,'K05'!$N114,0),0)","v":0},{"$f":"IFERROR(IF(R$117=1,'K06'!$N114,0),0)","v":0},{"$f":"IFERROR(IF(S$117=1,'K07'!$N114,0),0)","v":0},{"$f":"IFERROR(IF(T$117=1,'K08'!$N114,0),0)","v":0},{"$f":"IFERROR(IF(U$117=1,'K09'!$N114,0),0)","v":0},{"$f":"IFERROR(IF(V$117=1,'K10'!$N114,0),0)","v":0},0]
[21,{"$f":"IFERROR(IF(B$117=1,'K01'!$M115,0),0)","v":0},{"$f":"IFERROR(IF(C$117=1,'K02'!$M115,0),0)","v":0},{"$f":"IFERROR(IF(D$117=1,'K03'!$M115,0),0)","v":0},{"$f":"IFERROR(IF(E$117=1,'K04'!$M115,0),0)","v":0},{"$f":"IFERROR(IF(F$117=1,'K05'!$M115,0),0)","v":0},{"$f":"IFERROR(IF(G$117=1,'K06'!$M115,0),0)","v":0},{"$f":"IFERROR(IF(H$117=1,'K07'!$M115,0),0)","v":0},{"$f":"IFERROR(IF(I$117=1,'K08'!$M115,0),0)","v":0},{"$f":"IFERROR(IF(J$117=1,'K09'!$M115,0),0)","v":0},{"$f":"IFERROR(IF(K$117=1,'K10'!$M115,0),0)","v":0},0,{"$f":"IFERROR(IF(M$117=1,'K01'!$N115,0),0)","v":0},{"$f":"IFERROR(IF(N$117=1,'K02'!$N115,0),0)","v":0},{"$f":"IFERROR(IF(O$117=1,'K03'!$N115,0),0)","v":0},{"$f":"IFERROR(IF(P$117=1,'K04'!$N115,0),0)","v":0},{"$f":"IFERROR(IF(Q$117=1,'K05'!$N115,0),0)","v":0},{"$f":"IFERROR(IF(R$117=1,'K06'!$N115,0),0)","v":0},{"$f":"IFERROR(IF(S$117=1,'K07'!$N115,0),0)","v":0},{"$f":"IFERROR(IF(T$117=1,'K08'!$N115,0),0)","v":0},{"$f":"IFERROR(IF(U$117=1,'K09'!$N115,0),0)","v":0},{"$f":"IFERROR(IF(V$117=1,'K10'!$N115,0),0)","v":0},0]
[22,{"$f":"IFERROR(IF(B$117=1,'K01'!$M116,0),0)","v":0},{"$f":"IFERROR(IF(C$117=1,'K02'!$M116,0),0)","v":0},{"$f":"IFERROR(IF(D$117=1,'K03'!$M116,0),0)","v":0},{"$f":"IFERROR(IF(E$117=1,'K04'!$M116,0),0)","v":0},{"$f":"IFERROR(IF(F$117=1,'K05'!$M116,0),0)","v":0},{"$f":"IFERROR(IF(G$117=1,'K06'!$M116,0),0)","v":0},{"$f":"IFERROR(IF(H$117=1,'K07'!$M116,0),0)","v":0},{"$f":"IFERROR(IF(I$117=1,'K08'!$M116,0),0)","v":0},{"$f":"IFERROR(IF(J$117=1,'K09'!$M116,0),0)","v":0},{"$f":"IFERROR(IF(K$117=1,'K10'!$M116,0),0)","v":0},0,{"$f":"IFERROR(IF(M$117=1,'K01'!$N116,0),0)","v":0},{"$f":"IFERROR(IF(N$117=1,'K02'!$N116,0),0)","v":0},{"$f":"IFERROR(IF(O$117=1,'K03'!$N116,0),0)","v":0},{"$f":"IFERROR(IF(P$117=1,'K04'!$N116,0),0)","v":0},{"$f":"IFERROR(IF(Q$117=1,'K05'!$N116,0),0)","v":0},{"$f":"IFERROR(IF(R$117=1,'K06'!$N116,0),0)","v":0},{"$f":"IFERROR(IF(S$117=1,'K07'!$N116,0),0)","v":0},{"$f":"IFERROR(IF(T$117=1,'K08'!$N116,0),0)","v":0},{"$f":"IFERROR(IF(U$117=1,'K09'!$N116,0),0)","v":0},{"$f":"IFERROR(IF(V$117=1,'K10'!$N116,0),0)","v":0},0]
[23,{"$f":"IFERROR(IF(B$117=1,'K01'!$M117,0),0)","v":0},{"$f":"IFERROR(IF(C$117=1,'K02'!$M117,0),0)","v":0},{"$f":"IFERROR(IF(D$117=1,'K03'!$M117,0),0)","v":0},{"$f":"IFERROR(IF(E$117=1,'K04'!$M117,0),0)","v":0},{"$f":"IFERROR(IF(F$117=1,'K05'!$M117,0),0)","v":0},{"$f":"IFERROR(IF(G$117=1,'K06'!$M117,0),0)","v":0},{"$f":"IFERROR(IF(H$117=1,'K07'!$M117,0),0)","v":0},{"$f":"IFERROR(IF(I$117=1,'K08'!$M117,0),0)","v":0},{"$f":"IFERROR(IF(J$117=1,'K09'!$M117,0),0)","v":0},{"$f":"IFERROR(IF(K$117=1,'K10'!$M117,0),0)","v":0},0,{"$f":"IFERROR(IF(M$117=1,'K01'!$N117,0),0)","v":0},{"$f":"IFERROR(IF(N$117=1,'K02'!$N117,0),0)","v":0},{"$f":"IFERROR(IF(O$117=1,'K03'!$N117,0),0)","v":0},{"$f":"IFERROR(IF(P$117=1,'K04'!$N117,0),0)","v":0},{"$f":"IFERROR(IF(Q$117=1,'K05'!$N117,0),0)","v":0},{"$f":"IFERROR(IF(R$117=1,'K06'!$N117,0),0)","v":0},{"$f":"IFERROR(IF(S$117=1,'K07'!$N117,0),0)","v":0},{"$f":"IFERROR(IF(T$117=1,'K08'!$N117,0),0)","v":0},{"$f":"IFERROR(IF(U$117=1,'K09'!$N117,0),0)","v":0},{"$f":"IFERROR(IF(V$117=1,'K10'!$N117,0),0)","v":0},0]
[24,{"$f":"IFERROR(IF(B$117=1,'K01'!$M118,0),0)","v":0},{"$f":"IFERROR(IF(C$117=1,'K02'!$M118,0),0)","v":0},{"$f":"IFERROR(IF(D$117=1,'K03'!$M118,0),0)","v":0},{"$f":"IFERROR(IF(E$117=1,'K04'!$M118,0),0)","v":0},{"$f":"IFERROR(IF(F$117=1,'K05'!$M118,0),0)","v":0},{"$f":"IFERROR(IF(G$117=1,'K06'!$M118,0),0)","v":0},{"$f":"IFERROR(IF(H$117=1,'K07'!$M118,0),0)","v":0},{"$f":"IFERROR(IF(I$117=1,'K08'!$M118,0),0)","v":0},{"$f":"IFERROR(IF(J$117=1,'K09'!$M118,0),0)","v":0},{"$f":"IFERROR(IF(K$117=1,'K10'!$M118,0),0)","v":0},0,{"$f":"IFERROR(IF(M$117=1,'K01'!$N118,0),0)","v":0},{"$f":"IFERROR(IF(N$117=1,'K02'!$N118,0),0)","v":0},{"$f":"IFERROR(IF(O$117=1,'K03'!$N118,0),0)","v":0},{"$f":"IFERROR(IF(P$117=1,'K04'!$N118,0),0)","v":0},{"$f":"IFERROR(IF(Q$117=1,'K05'!$N118,0),0)","v":0},{"$f":"IFERROR(IF(R$117=1,'K06'!$N118,0),0)","v":0},{"$f":"IFERROR(IF(S$117=1,'K07'!$N118,0),0)","v":0},{"$f":"IFERROR(IF(T$117=1,'K08'!$N118,0),0)","v":0},{"$f":"IFERROR(IF(U$117=1,'K09'!$N118,0),0)","v":0},{"$f":"IFERROR(IF(V$117=1,'K10'!$N118,0),0)","v":0},0]
[25,{"$f":"IFERROR(IF(B$117=1,'K01'!$M119,0),0)","v":0},{"$f":"IFERROR(IF(C$117=1,'K02'!$M119,0),0)","v":0},{"$f":"IFERROR(IF(D$117=1,'K03'!$M119,0),0)","v":0},{"$f":"IFERROR(IF(E$117=1,'K04'!$M119,0),0)","v":0},{"$f":"IFERROR(IF(F$117=1,'K05'!$M119,0),0)","v":0},{"$f":"IFERROR(IF(G$117=1,'K06'!$M119,0),0)","v":0},{"$f":"IFERROR(IF(H$117=1,'K07'!$M119,0),0)","v":0},{"$f":"IFERROR(IF(I$117=1,'K08'!$M119,0),0)","v":0},{"$f":"IFERROR(IF(J$117=1,'K09'!$M119,0),0)","v":0},{"$f":"IFERROR(IF(K$117=1,'K10'!$M119,0),0)","v":0},0,{"$f":"IFERROR(IF(M$117=1,'K01'!$N119,0),0)","v":0},{"$f":"IFERROR(IF(N$117=1,'K02'!$N119,0),0)","v":0},{"$f":"IFERROR(IF(O$117=1,'K03'!$N119,0),0)","v":0},{"$f":"IFERROR(IF(P$117=1,'K04'!$N119,0),0)","v":0},{"$f":"IFERROR(IF(Q$117=1,'K05'!$N119,0),0)","v":0},{"$f":"IFERROR(IF(R$117=1,'K06'!$N119,0),0)","v":0},{"$f":"IFERROR(IF(S$117=1,'K07'!$N119,0),0)","v":0},{"$f":"IFERROR(IF(T$117=1,'K08'!$N119,0),0)","v":0},{"$f":"IFERROR(IF(U$117=1,'K09'!$N119,0),0)","v":0},{"$f":"IFERROR(IF(V$117=1,'K10'!$N119,0),0)","v":0},0]
[26,{"$f":"IFERROR(IF(B$117=1,'K01'!$M120,0),0)","v":0},{"$f":"IFERROR(IF(C$117=1,'K02'!$M120,0),0)","v":0},{"$f":"IFERROR(IF(D$117=1,'K03'!$M120,0),0)","v":0},{"$f":"IFERROR(IF(E$117=1,'K04'!$M120,0),0)","v":0},{"$f":"IFERROR(IF(F$117=1,'K05'!$M120,0),0)","v":0},{"$f":"IFERROR(IF(G$117=1,'K06'!$M120,0),0)","v":0},{"$f":"IFERROR(IF(H$117=1,'K07'!$M120,0),0)","v":0},{"$f":"IFERROR(IF(I$117=1,'K08'!$M120,0),0)","v":0},{"$f":"IFERROR(IF(J$117=1,'K09'!$M120,0),0)","v":0},{"$f":"IFERROR(IF(K$117=1,'K10'!$M120,0),0)","v":0},0,{"$f":"IFERROR(IF(M$117=1,'K01'!$N120,0),0)","v":0},{"$f":"IFERROR(IF(N$117=1,'K02'!$N120,0),0)","v":0},{"$f":"IFERROR(IF(O$117=1,'K03'!$N120,0),0)","v":0},{"$f":"IFERROR(IF(P$117=1,'K04'!$N120,0),0)","v":0},{"$f":"IFERROR(IF(Q$117=1,'K05'!$N120,0),0)","v":0},{"$f":"IFERROR(IF(R$117=1,'K06'!$N120,0),0)","v":0},{"$f":"IFERROR(IF(S$117=1,'K07'!$N120,0),0)","v":0},{"$f":"IFERROR(IF(T$117=1,'K08'!$N120,0),0)","v":0},{"$f":"IFERROR(IF(U$117=1,'K09'!$N120,0),0)","v":0},{"$f":"IFERROR(IF(V$117=1,'K10'!$N120,0),0)","v":0},0]
[27,{"$f":"IFERROR(IF(B$117=1,'K01'!$M121,0),0)","v":0},{"$f":"IFERROR(IF(C$117=1,'K02'!$M121,0),0)","v":0},{"$f":"IFERROR(IF(D$117=1,'K03'!$M121,0),0)","v":0},{"$f":"IFERROR(IF(E$117=1,'K04'!$M121,0),0)","v":0},{"$f":"IFERROR(IF(F$117=1,'K05'!$M121,0),0)","v":0},{"$f":"IFERROR(IF(G$117=1,'K06'!$M121,0),0)","v":0},{"$f":"IFERROR(IF(H$117=1,'K07'!$M121,0),0)","v":0},{"$f":"IFERROR(IF(I$117=1,'K08'!$M121,0),0)","v":0},{"$f":"IFERROR(IF(J$117=1,'K09'!$M121,0),0)","v":0},{"$f":"IFERROR(IF(K$117=1,'K10'!$M121,0),0)","v":0},0,{"$f":"IFERROR(IF(M$117=1,'K01'!$N121,0),0)","v":0},{"$f":"IFERROR(IF(N$117=1,'K02'!$N121,0),0)","v":0},{"$f":"IFERROR(IF(O$117=1,'K03'!$N121,0),0)","v":0},{"$f":"IFERROR(IF(P$117=1,'K04'!$N121,0),0)","v":0},{"$f":"IFERROR(IF(Q$117=1,'K05'!$N121,0),0)","v":0},{"$f":"IFERROR(IF(R$117=1,'K06'!$N121,0),0)","v":0},{"$f":"IFERROR(IF(S$117=1,'K07'!$N121,0),0)","v":0},{"$f":"IFERROR(IF(T$117=1,'K08'!$N121,0),0)","v":0},{"$f":"IFERROR(IF(U$117=1,'K09'!$N121,0),0)","v":0},{"$f":"IFERROR(IF(V$117=1,'K10'!$N121,0),0)","v":0},0]
[28,{"$f":"IFERROR(IF(B$117=1,'K01'!$M122,0),0)","v":0},{"$f":"IFERROR(IF(C$117=1,'K02'!$M122,0),0)","v":0},{"$f":"IFERROR(IF(D$117=1,'K03'!$M122,0),0)","v":0},{"$f":"IFERROR(IF(E$117=1,'K04'!$M122,0),0)","v":0},{"$f":"IFERROR(IF(F$117=1,'K05'!$M122,0),0)","v":0},{"$f":"IFERROR(IF(G$117=1,'K06'!$M122,0),0)","v":0},{"$f":"IFERROR(IF(H$117=1,'K07'!$M122,0),0)","v":0},{"$f":"IFERROR(IF(I$117=1,'K08'!$M122,0),0)","v":0},{"$f":"IFERROR(IF(J$117=1,'K09'!$M122,0),0)","v":0},{"$f":"IFERROR(IF(K$117=1,'K10'!$M122,0),0)","v":0},0,{"$f":"IFERROR(IF(M$117=1,'K01'!$N122,0),0)","v":0},{"$f":"IFERROR(IF(N$117=1,'K02'!$N122,0),0)","v":0},{"$f":"IFERROR(IF(O$117=1,'K03'!$N122,0),0)","v":0},{"$f":"IFERROR(IF(P$117=1,'K04'!$N122,0),0)","v":0},{"$f":"IFERROR(IF(Q$117=1,'K05'!$N122,0),0)","v":0},{"$f":"IFERROR(IF(R$117=1,'K06'!$N122,0),0)","v":0},{"$f":"IFERROR(IF(S$117=1,'K07'!$N122,0),0)","v":0},{"$f":"IFERROR(IF(T$117=1,'K08'!$N122,0),0)","v":0},{"$f":"IFERROR(IF(U$117=1,'K09'!$N122,0),0)","v":0},{"$f":"IFERROR(IF(V$117=1,'K10'!$N122,0),0)","v":0},0]
[29,{"$f":"IFERROR(IF(B$117=1,'K01'!$M123,0),0)","v":0},{"$f":"IFERROR(IF(C$117=1,'K02'!$M123,0),0)","v":0},{"$f":"IFERROR(IF(D$117=1,'K03'!$M123,0),0)","v":0},{"$f":"IFERROR(IF(E$117=1,'K04'!$M123,0),0)","v":0},{"$f":"IFERROR(IF(F$117=1,'K05'!$M123,0),0)","v":0},{"$f":"IFERROR(IF(G$117=1,'K06'!$M123,0),0)","v":0},{"$f":"IFERROR(IF(H$117=1,'K07'!$M123,0),0)","v":0},{"$f":"IFERROR(IF(I$117=1,'K08'!$M123,0),0)","v":0},{"$f":"IFERROR(IF(J$117=1,'K09'!$M123,0),0)","v":0},{"$f":"IFERROR(IF(K$117=1,'K10'!$M123,0),0)","v":0},0,{"$f":"IFERROR(IF(M$117=1,'K01'!$N123,0),0)","v":0},{"$f":"IFERROR(IF(N$117=1,'K02'!$N123,0),0)","v":0},{"$f":"IFERROR(IF(O$117=1,'K03'!$N123,0),0)","v":0},{"$f":"IFERROR(IF(P$117=1,'K04'!$N123,0),0)","v":0},{"$f":"IFERROR(IF(Q$117=1,'K05'!$N123,0),0)","v":0},{"$f":"IFERROR(IF(R$117=1,'K06'!$N123,0),0)","v":0},{"$f":"IFERROR(IF(S$117=1,'K07'!$N123,0),0)","v":0},{"$f":"IFERROR(IF(T$117=1,'K08'!$N123,0),0)","v":0},{"$f":"IFERROR(IF(U$117=1,'K09'!$N123,0),0)","v":0},{"$f":"IFERROR(IF(V$117=1,'K10'!$N123,0),0)","v":0},0]
[30,{"$f":"IFERROR(IF(B$117=1,'K01'!$M124,0),0)","v":0},{"$f":"IFERROR(IF(C$117=1,'K02'!$M124,0),0)","v":0},{"$f":"IFERROR(IF(D$117=1,'K03'!$M124,0),0)","v":0},{"$f":"IFERROR(IF(E$117=1,'K04'!$M124,0),0)","v":0},{"$f":"IFERROR(IF(F$117=1,'K05'!$M124,0),0)","v":0},{"$f":"IFERROR(IF(G$117=1,'K06'!$M124,0),0)","v":0},{"$f":"IFERROR(IF(H$117=1,'K07'!$M124,0),0)","v":0},{"$f":"IFERROR(IF(I$117=1,'K08'!$M124,0),0)","v":0},{"$f":"IFERROR(IF(J$117=1,'K09'!$M124,0),0)","v":0},{"$f":"IFERROR(IF(K$117=1,'K10'!$M124,0),0)","v":0},0,{"$f":"IFERROR(IF(M$117=1,'K01'!$N124,0),0)","v":0},{"$f":"IFERROR(IF(N$117=1,'K02'!$N124,0),0)","v":0},{"$f":"IFERROR(IF(O$117=1,'K03'!$N124,0),0)","v":0},{"$f":"IFERROR(IF(P$117=1,'K04'!$N124,0),0)","v":0},{"$f":"IFERROR(IF(Q$117=1,'K05'!$N124,0),0)","v":0},{"$f":"IFERROR(IF(R$117=1,'K06'!$N124,0),0)","v":0},{"$f":"IFERROR(IF(S$117=1,'K07'!$N124,0),0)","v":0},{"$f":"IFERROR(IF(T$117=1,'K08'!$N124,0),0)","v":0},{"$f":"IFERROR(IF(U$117=1,'K09'!$N124,0),0)","v":0},{"$f":"IFERROR(IF(V$117=1,'K10'!$N124,0),0)","v":0},0]
[31,{"$f":"IFERROR(IF(B$117=1,'K01'!$M125,0),0)","v":0},{"$f":"IFERROR(IF(C$117=1,'K02'!$M125,0),0)","v":0},{"$f":"IFERROR(IF(D$117=1,'K03'!$M125,0),0)","v":0},{"$f":"IFERROR(IF(E$117=1,'K04'!$M125,0),0)","v":0},{"$f":"IFERROR(IF(F$117=1,'K05'!$M125,0),0)","v":0},{"$f":"IFERROR(IF(G$117=1,'K06'!$M125,0),0)","v":0},{"$f":"IFERROR(IF(H$117=1,'K07'!$M125,0),0)","v":0},{"$f":"IFERROR(IF(I$117=1,'K08'!$M125,0),0)","v":0},{"$f":"IFERROR(IF(J$117=1,'K09'!$M125,0),0)","v":0},{"$f":"IFERROR(IF(K$117=1,'K10'!$M125,0),0)","v":0},0,{"$f":"IFERROR(IF(M$117=1,'K01'!$N125,0),0)","v":0},{"$f":"IFERROR(IF(N$117=1,'K02'!$N125,0),0)","v":0},{"$f":"IFERROR(IF(O$117=1,'K03'!$N125,0),0)","v":0},{"$f":"IFERROR(IF(P$117=1,'K04'!$N125,0),0)","v":0},{"$f":"IFERROR(IF(Q$117=1,'K05'!$N125,0),0)","v":0},{"$f":"IFERROR(IF(R$117=1,'K06'!$N125,0),0)","v":0},{"$f":"IFERROR(IF(S$117=1,'K07'!$N125,0),0)","v":0},{"$f":"IFERROR(IF(T$117=1,'K08'!$N125,0),0)","v":0},{"$f":"IFERROR(IF(U$117=1,'K09'!$N125,0),0)","v":0},{"$f":"IFERROR(IF(V$117=1,'K10'!$N125,0),0)","v":0},0]
[32,{"$f":"IFERROR(IF(B$117=1,'K01'!$M126,0),0)","v":0},{"$f":"IFERROR(IF(C$117=1,'K02'!$M126,0),0)","v":0},{"$f":"IFERROR(IF(D$117=1,'K03'!$M126,0),0)","v":0},{"$f":"IFERROR(IF(E$117=1,'K04'!$M126,0),0)","v":0},{"$f":"IFERROR(IF(F$117=1,'K05'!$M126,0),0)","v":0},{"$f":"IFERROR(IF(G$117=1,'K06'!$M126,0),0)","v":0},{"$f":"IFERROR(IF(H$117=1,'K07'!$M126,0),0)","v":0},{"$f":"IFERROR(IF(I$117=1,'K08'!$M126,0),0)","v":0},{"$f":"IFERROR(IF(J$117=1,'K09'!$M126,0),0)","v":0},{"$f":"IFERROR(IF(K$117=1,'K10'!$M126,0),0)","v":0},0,{"$f":"IFERROR(IF(M$117=1,'K01'!$N126,0),0)","v":0},{"$f":"IFERROR(IF(N$117=1,'K02'!$N126,0),0)","v":0},{"$f":"IFERROR(IF(O$117=1,'K03'!$N126,0),0)","v":0},{"$f":"IFERROR(IF(P$117=1,'K04'!$N126,0),0)","v":0},{"$f":"IFERROR(IF(Q$117=1,'K05'!$N126,0),0)","v":0},{"$f":"IFERROR(IF(R$117=1,'K06'!$N126,0),0)","v":0},{"$f":"IFERROR(IF(S$117=1,'K07'!$N126,0),0)","v":0},{"$f":"IFERROR(IF(T$117=1,'K08'!$N126,0),0)","v":0},{"$f":"IFERROR(IF(U$117=1,'K09'!$N126,0),0)","v":0},{"$f":"IFERROR(IF(V$117=1,'K10'!$N126,0),0)","v":0},0]
[33,{"$f":"IFERROR(IF(B$117=1,'K01'!$M127,0),0)","v":0},{"$f":"IFERROR(IF(C$117=1,'K02'!$M127,0),0)","v":0},{"$f":"IFERROR(IF(D$117=1,'K03'!$M127,0),0)","v":0},{"$f":"IFERROR(IF(E$117=1,'K04'!$M127,0),0)","v":0},{"$f":"IFERROR(IF(F$117=1,'K05'!$M127,0),0)","v":0},{"$f":"IFERROR(IF(G$117=1,'K06'!$M127,0),0)","v":0},{"$f":"IFERROR(IF(H$117=1,'K07'!$M127,0),0)","v":0},{"$f":"IFERROR(IF(I$117=1,'K08'!$M127,0),0)","v":0},{"$f":"IFERROR(IF(J$117=1,'K09'!$M127,0),0)","v":0},{"$f":"IFERROR(IF(K$117=1,'K10'!$M127,0),0)","v":0},0,{"$f":"IFERROR(IF(M$117=1,'K01'!$N127,0),0)","v":0},{"$f":"IFERROR(IF(N$117=1,'K02'!$N127,0),0)","v":0},{"$f":"IFERROR(IF(O$117=1,'K03'!$N127,0),0)","v":0},{"$f":"IFERROR(IF(P$117=1,'K04'!$N127,0),0)","v":0},{"$f":"IFERROR(IF(Q$117=1,'K05'!$N127,0),0)","v":0},{"$f":"IFERROR(IF(R$117=1,'K06'!$N127,0),0)","v":0},{"$f":"IFERROR(IF(S$117=1,'K07'!$N127,0),0)","v":0},{"$f":"IFERROR(IF(T$117=1,'K08'!$N127,0),0)","v":0},{"$f":"IFERROR(IF(U$117=1,'K09'!$N127,0),0)","v":0},{"$f":"IFERROR(IF(V$117=1,'K10'!$N127,0),0)","v":0},0]
[34,{"$f":"IFERROR(IF(B$117=1,'K01'!$M128,0),0)","v":0},{"$f":"IFERROR(IF(C$117=1,'K02'!$M128,0),0)","v":0},{"$f":"IFERROR(IF(D$117=1,'K03'!$M128,0),0)","v":0},{"$f":"IFERROR(IF(E$117=1,'K04'!$M128,0),0)","v":0},{"$f":"IFERROR(IF(F$117=1,'K05'!$M128,0),0)","v":0},{"$f":"IFERROR(IF(G$117=1,'K06'!$M128,0),0)","v":0},{"$f":"IFERROR(IF(H$117=1,'K07'!$M128,0),0)","v":0},{"$f":"IFERROR(IF(I$117=1,'K08'!$M128,0),0)","v":0},{"$f":"IFERROR(IF(J$117=1,'K09'!$M128,0),0)","v":0},{"$f":"IFERROR(IF(K$117=1,'K10'!$M128,0),0)","v":0},0,{"$f":"IFERROR(IF(M$117=1,'K01'!$N128,0),0)","v":0},{"$f":"IFERROR(IF(N$117=1,'K02'!$N128,0),0)","v":0},{"$f":"IFERROR(IF(O$117=1,'K03'!$N128,0),0)","v":0},{"$f":"IFERROR(IF(P$117=1,'K04'!$N128,0),0)","v":0},{"$f":"IFERROR(IF(Q$117=1,'K05'!$N128,0),0)","v":0},{"$f":"IFERROR(IF(R$117=1,'K06'!$N128,0),0)","v":0},{"$f":"IFERROR(IF(S$117=1,'K07'!$N128,0),0)","v":0},{"$f":"IFERROR(IF(T$117=1,'K08'!$N128,0),0)","v":0},{"$f":"IFERROR(IF(U$117=1,'K09'!$N128,0),0)","v":0},{"$f":"IFERROR(IF(V$117=1,'K10'!$N128,0),0)","v":0},0]
[35,{"$f":"IFERROR(IF(B$117=1,'K01'!$M129,0),0)","v":0},{"$f":"IFERROR(IF(C$117=1,'K02'!$M129,0),0)","v":0},{"$f":"IFERROR(IF(D$117=1,'K03'!$M129,0),0)","v":0},{"$f":"IFERROR(IF(E$117=1,'K04'!$M129,0),0)","v":0},{"$f":"IFERROR(IF(F$117=1,'K05'!$M129,0),0)","v":0},{"$f":"IFERROR(IF(G$117=1,'K06'!$M129,0),0)","v":0},{"$f":"IFERROR(IF(H$117=1,'K07'!$M129,0),0)","v":0},{"$f":"IFERROR(IF(I$117=1,'K08'!$M129,0),0)","v":0},{"$f":"IFERROR(IF(J$117=1,'K09'!$M129,0),0)","v":0},{"$f":"IFERROR(IF(K$117=1,'K10'!$M129,0),0)","v":0},0,{"$f":"IFERROR(IF(M$117=1,'K01'!$N129,0),0)","v":0},{"$f":"IFERROR(IF(N$117=1,'K02'!$N129,0),0)","v":0},{"$f":"IFERROR(IF(O$117=1,'K03'!$N129,0),0)","v":0},{"$f":"IFERROR(IF(P$117=1,'K04'!$N129,0),0)","v":0},{"$f":"IFERROR(IF(Q$117=1,'K05'!$N129,0),0)","v":0},{"$f":"IFERROR(IF(R$117=1,'K06'!$N129,0),0)","v":0},{"$f":"IFERROR(IF(S$117=1,'K07'!$N129,0),0)","v":0},{"$f":"IFERROR(IF(T$117=1,'K08'!$N129,0),0)","v":0},{"$f":"IFERROR(IF(U$117=1,'K09'!$N129,0),0)","v":0},{"$f":"IFERROR(IF(V$117=1,'K10'!$N129,0),0)","v":0},0]
[]
["Kälteenergie Gruppen"]
[{"$f":"A118","v":"Tab"},"Gruppe 1","Gruppe 2","Gruppe 3","Gruppe 4","Gruppe 5","Gruppe 6","Gruppe 7","Gruppe 8","Gruppe 9","Gruppe 10","Summe Gr. 1-6","Gruppe 1","Gruppe 2","Gruppe 3","Gruppe 4","Gruppe 5","Gruppe 6","Gruppe 7","Gruppe 8","Gruppe 9","Gruppe 10","Summe Gr. 1-6"]
["[°C]","[kWh]","[kWh]","[kWh]","[kWh]","[kWh]","[kWh]","[kWh]","[kWh]","[kWh]","[kWh]","[kWh]","[kWh]","[kWh]","[kWh]","[kWh]","[kWh]","[kWh]","[kWh]","[kWh]","[kWh]","[kWh]","[kWh]"]
[-25,{"$f":"IFERROR(IF(B$117=1,'K01'!$O69,0),0)","v":0},{"$f":"IFERROR(IF(C$117=1,'K02'!$O69,0),0)","v":0},{"$f":"IFERROR(IF(D$117=1,'K03'!$O69,0),0)","v":0},{"$f":"IFERROR(IF(E$117=1,'K04'!$O69,0),0)","v":0},{"$f":"IFERROR(IF(F$117=1,'K05'!$O69,0),0)","v":0},{"$f":"IFERROR(IF(G$117=1,'K06'!$O69,0),0)","v":0},{"$f":"IFERROR(IF(H$117=1,'K07'!$O69,0),0)","v":0},{"$f":"IFERROR(IF(I$117=1,'K08'!$O69,0),0)","v":0},{"$f":"IFERROR(IF(J$117=1,'K09'!$O69,0),0)","v":0},{"$f":"IFERROR(IF(K$117=1,'K10'!$O69,0),0)","v":0},{"$f":"SUM(B185:K185)","v":0},{"$f":"IFERROR(IF(M$117=1,'K01'!P69,0),0)","v":0},{"$f":"IFERROR(IF(N$117=1,'K02'!$P69,0),0)","v":0},{"$f":"IFERROR(IF(O$117=1,'K03'!$P69,0),0)","v":0},{"$f":"IFERROR(IF(P$117=1,'K04'!$P69,0),0)","v":0},{"$f":"IFERROR(IF(Q$117=1,'K05'!$P69,0),0)","v":0},{"$f":"IFERROR(IF(R$117=1,'K06'!$P69,0),0)","v":0},{"$f":"IFERROR(IF(S$117=1,'K07'!$P69,0),0)","v":0},{"$f":"IFERROR(IF(T$117=1,'K08'!$P69,0),0)","v":0},{"$f":"IFERROR(IF(U$117=1,'K09'!$P69,0),0)","v":0},{"$f":"IFERROR(IF(V$117=1,'K10'!$P69,0),0)","v":0},{"$f":"SUM(M185:V185)","v":0}]
[-24,{"$f":"IFERROR(IF(B$117=1,'K01'!$O70,0),0)","v":0},{"$f":"IFERROR(IF(C$117=1,'K02'!$O70,0),0)","v":0},{"$f":"IFERROR(IF(D$117=1,'K03'!$O70,0),0)","v":0},{"$f":"IFERROR(IF(E$117=1,'K04'!$O70,0),0)","v":0},{"$f":"IFERROR(IF(F$117=1,'K05'!$O70,0),0)","v":0},{"$f":"IFERROR(IF(G$117=1,'K06'!$O70,0),0)","v":0},{"$f":"IFERROR(IF(H$117=1,'K07'!$O70,0),0)","v":0},{"$f":"IFERROR(IF(I$117=1,'K08'!$O70,0),0)","v":0},{"$f":"IFERROR(IF(J$117=1,'K09'!$O70,0),0)","v":0},{"$f":"IFERROR(IF(K$117=1,'K10'!$O70,0),0)","v":0},{"$f":"SUM(B186:K186)","v":0},{"$f":"IFERROR(IF(M$117=1,'K01'!P70,0),0)","v":0},{"$f":"IFERROR(IF(N$117=1,'K02'!$P70,0),0)","v":0},{"$f":"IFERROR(IF(O$117=1,'K03'!$P70,0),0)","v":0},{"$f":"IFERROR(IF(P$117=1,'K04'!$P70,0),0)","v":0},{"$f":"IFERROR(IF(Q$117=1,'K05'!$P70,0),0)","v":0},{"$f":"IFERROR(IF(R$117=1,'K06'!$P70,0),0)","v":0},{"$f":"IFERROR(IF(S$117=1,'K07'!$P70,0),0)","v":0},{"$f":"IFERROR(IF(T$117=1,'K08'!$P70,0),0)","v":0},{"$f":"IFERROR(IF(U$117=1,'K09'!$P70,0),0)","v":0},{"$f":"IFERROR(IF(V$117=1,'K10'!$P70,0),0)","v":0},{"$f":"SUM(M186:V186)","v":0}]
[-23,{"$f":"IFERROR(IF(B$117=1,'K01'!$O71,0),0)","v":0},{"$f":"IFERROR(IF(C$117=1,'K02'!$O71,0),0)","v":0},{"$f":"IFERROR(IF(D$117=1,'K03'!$O71,0),0)","v":0},{"$f":"IFERROR(IF(E$117=1,'K04'!$O71,0),0)","v":0},{"$f":"IFERROR(IF(F$117=1,'K05'!$O71,0),0)","v":0},{"$f":"IFERROR(IF(G$117=1,'K06'!$O71,0),0)","v":0},{"$f":"IFERROR(IF(H$117=1,'K07'!$O71,0),0)","v":0},{"$f":"IFERROR(IF(I$117=1,'K08'!$O71,0),0)","v":0},{"$f":"IFERROR(IF(J$117=1,'K09'!$O71,0),0)","v":0},{"$f":"IFERROR(IF(K$117=1,'K10'!$O71,0),0)","v":0},0,{"$f":"IFERROR(IF(M$117=1,'K01'!P71,0),0)","v":0},{"$f":"IFERROR(IF(N$117=1,'K02'!$P71,0),0)","v":0},{"$f":"IFERROR(IF(O$117=1,'K03'!$P71,0),0)","v":0},{"$f":"IFERROR(IF(P$117=1,'K04'!$P71,0),0)","v":0},{"$f":"IFERROR(IF(Q$117=1,'K05'!$P71,0),0)","v":0},{"$f":"IFERROR(IF(R$117=1,'K06'!$P71,0),0)","v":0},{"$f":"IFERROR(IF(S$117=1,'K07'!$P71,0),0)","v":0},{"$f":"IFERROR(IF(T$117=1,'K08'!$P71,0),0)","v":0},{"$f":"IFERROR(IF(U$117=1,'K09'!$P71,0),0)","v":0},{"$f":"IFERROR(IF(V$117=1,'K10'!$P71,0),0)","v":0},0]
[-22,{"$f":"IFERROR(IF(B$117=1,'K01'!$O72,0),0)","v":0},{"$f":"IFERROR(IF(C$117=1,'K02'!$O72,0),0)","v":0},{"$f":"IFERROR(IF(D$117=1,'K03'!$O72,0),0)","v":0},{"$f":"IFERROR(IF(E$117=1,'K04'!$O72,0),0)","v":0},{"$f":"IFERROR(IF(F$117=1,'K05'!$O72,0),0)","v":0},{"$f":"IFERROR(IF(G$117=1,'K06'!$O72,0),0)","v":0},{"$f":"IFERROR(IF(H$117=1,'K07'!$O72,0),0)","v":0},{"$f":"IFERROR(IF(I$117=1,'K08'!$O72,0),0)","v":0},{"$f":"IFERROR(IF(J$117=1,'K09'!$O72,0),0)","v":0},{"$f":"IFERROR(IF(K$117=1,'K10'!$O72,0),0)","v":0},0,{"$f":"IFERROR(IF(M$117=1,'K01'!P72,0),0)","v":0},{"$f":"IFERROR(IF(N$117=1,'K02'!$P72,0),0)","v":0},{"$f":"IFERROR(IF(O$117=1,'K03'!$P72,0),0)","v":0},{"$f":"IFERROR(IF(P$117=1,'K04'!$P72,0),0)","v":0},{"$f":"IFERROR(IF(Q$117=1,'K05'!$P72,0),0)","v":0},{"$f":"IFERROR(IF(R$117=1,'K06'!$P72,0),0)","v":0},{"$f":"IFERROR(IF(S$117=1,'K07'!$P72,0),0)","v":0},{"$f":"IFERROR(IF(T$117=1,'K08'!$P72,0),0)","v":0},{"$f":"IFERROR(IF(U$117=1,'K09'!$P72,0),0)","v":0},{"$f":"IFERROR(IF(V$117=1,'K10'!$P72,0),0)","v":0},0]
[-21,{"$f":"IFERROR(IF(B$117=1,'K01'!$O73,0),0)","v":0},{"$f":"IFERROR(IF(C$117=1,'K02'!$O73,0),0)","v":0},{"$f":"IFERROR(IF(D$117=1,'K03'!$O73,0),0)","v":0},{"$f":"IFERROR(IF(E$117=1,'K04'!$O73,0),0)","v":0},{"$f":"IFERROR(IF(F$117=1,'K05'!$O73,0),0)","v":0},{"$f":"IFERROR(IF(G$117=1,'K06'!$O73,0),0)","v":0},{"$f":"IFERROR(IF(H$117=1,'K07'!$O73,0),0)","v":0},{"$f":"IFERROR(IF(I$117=1,'K08'!$O73,0),0)","v":0},{"$f":"IFERROR(IF(J$117=1,'K09'!$O73,0),0)","v":0},{"$f":"IFERROR(IF(K$117=1,'K10'!$O73,0),0)","v":0},0,{"$f":"IFERROR(IF(M$117=1,'K01'!P73,0),0)","v":0},{"$f":"IFERROR(IF(N$117=1,'K02'!$P73,0),0)","v":0},{"$f":"IFERROR(IF(O$117=1,'K03'!$P73,0),0)","v":0},{"$f":"IFERROR(IF(P$117=1,'K04'!$P73,0),0)","v":0},{"$f":"IFERROR(IF(Q$117=1,'K05'!$P73,0),0)","v":0},{"$f":"IFERROR(IF(R$117=1,'K06'!$P73,0),0)","v":0},{"$f":"IFERROR(IF(S$117=1,'K07'!$P73,0),0)","v":0},{"$f":"IFERROR(IF(T$117=1,'K08'!$P73,0),0)","v":0},{"$f":"IFERROR(IF(U$117=1,'K09'!$P73,0),0)","v":0},{"$f":"IFERROR(IF(V$117=1,'K10'!$P73,0),0)","v":0},0]
[-20,{"$f":"IFERROR(IF(B$117=1,'K01'!$O74,0),0)","v":0},{"$f":"IFERROR(IF(C$117=1,'K02'!$O74,0),0)","v":0},{"$f":"IFERROR(IF(D$117=1,'K03'!$O74,0),0)","v":0},{"$f":"IFERROR(IF(E$117=1,'K04'!$O74,0),0)","v":0},{"$f":"IFERROR(IF(F$117=1,'K05'!$O74,0),0)","v":0},{"$f":"IFERROR(IF(G$117=1,'K06'!$O74,0),0)","v":0},{"$f":"IFERROR(IF(H$117=1,'K07'!$O74,0),0)","v":0},{"$f":"IFERROR(IF(I$117=1,'K08'!$O74,0),0)","v":0},{"$f":"IFERROR(IF(J$117=1,'K09'!$O74,0),0)","v":0},{"$f":"IFERROR(IF(K$117=1,'K10'!$O74,0),0)","v":0},0,{"$f":"IFERROR(IF(M$117=1,'K01'!P74,0),0)","v":0},{"$f":"IFERROR(IF(N$117=1,'K02'!$P74,0),0)","v":0},{"$f":"IFERROR(IF(O$117=1,'K03'!$P74,0),0)","v":0},{"$f":"IFERROR(IF(P$117=1,'K04'!$P74,0),0)","v":0},{"$f":"IFERROR(IF(Q$117=1,'K05'!$P74,0),0)","v":0},{"$f":"IFERROR(IF(R$117=1,'K06'!$P74,0),0)","v":0},{"$f":"IFERROR(IF(S$117=1,'K07'!$P74,0),0)","v":0},{"$f":"IFERROR(IF(T$117=1,'K08'!$P74,0),0)","v":0},{"$f":"IFERROR(IF(U$117=1,'K09'!$P74,0),0)","v":0},{"$f":"IFERROR(IF(V$117=1,'K10'!$P74,0),0)","v":0},0]
[-19,{"$f":"IFERROR(IF(B$117=1,'K01'!$O75,0),0)","v":0},{"$f":"IFERROR(IF(C$117=1,'K02'!$O75,0),0)","v":0},{"$f":"IFERROR(IF(D$117=1,'K03'!$O75,0),0)","v":0},{"$f":"IFERROR(IF(E$117=1,'K04'!$O75,0),0)","v":0},{"$f":"IFERROR(IF(F$117=1,'K05'!$O75,0),0)","v":0},{"$f":"IFERROR(IF(G$117=1,'K06'!$O75,0),0)","v":0},{"$f":"IFERROR(IF(H$117=1,'K07'!$O75,0),0)","v":0},{"$f":"IFERROR(IF(I$117=1,'K08'!$O75,0),0)","v":0},{"$f":"IFERROR(IF(J$117=1,'K09'!$O75,0),0)","v":0},{"$f":"IFERROR(IF(K$117=1,'K10'!$O75,0),0)","v":0},0,{"$f":"IFERROR(IF(M$117=1,'K01'!P75,0),0)","v":0},{"$f":"IFERROR(IF(N$117=1,'K02'!$P75,0),0)","v":0},{"$f":"IFERROR(IF(O$117=1,'K03'!$P75,0),0)","v":0},{"$f":"IFERROR(IF(P$117=1,'K04'!$P75,0),0)","v":0},{"$f":"IFERROR(IF(Q$117=1,'K05'!$P75,0),0)","v":0},{"$f":"IFERROR(IF(R$117=1,'K06'!$P75,0),0)","v":0},{"$f":"IFERROR(IF(S$117=1,'K07'!$P75,0),0)","v":0},{"$f":"IFERROR(IF(T$117=1,'K08'!$P75,0),0)","v":0},{"$f":"IFERROR(IF(U$117=1,'K09'!$P75,0),0)","v":0},{"$f":"IFERROR(IF(V$117=1,'K10'!$P75,0),0)","v":0},0]
[-18,{"$f":"IFERROR(IF(B$117=1,'K01'!$O76,0),0)","v":0},{"$f":"IFERROR(IF(C$117=1,'K02'!$O76,0),0)","v":0},{"$f":"IFERROR(IF(D$117=1,'K03'!$O76,0),0)","v":0},{"$f":"IFERROR(IF(E$117=1,'K04'!$O76,0),0)","v":0},{"$f":"IFERROR(IF(F$117=1,'K05'!$O76,0),0)","v":0},{"$f":"IFERROR(IF(G$117=1,'K06'!$O76,0),0)","v":0},{"$f":"IFERROR(IF(H$117=1,'K07'!$O76,0),0)","v":0},{"$f":"IFERROR(IF(I$117=1,'K08'!$O76,0),0)","v":0},{"$f":"IFERROR(IF(J$117=1,'K09'!$O76,0),0)","v":0},{"$f":"IFERROR(IF(K$117=1,'K10'!$O76,0),0)","v":0},0,{"$f":"IFERROR(IF(M$117=1,'K01'!P76,0),0)","v":0},{"$f":"IFERROR(IF(N$117=1,'K02'!$P76,0),0)","v":0},{"$f":"IFERROR(IF(O$117=1,'K03'!$P76,0),0)","v":0},{"$f":"IFERROR(IF(P$117=1,'K04'!$P76,0),0)","v":0},{"$f":"IFERROR(IF(Q$117=1,'K05'!$P76,0),0)","v":0},{"$f":"IFERROR(IF(R$117=1,'K06'!$P76,0),0)","v":0},{"$f":"IFERROR(IF(S$117=1,'K07'!$P76,0),0)","v":0},{"$f":"IFERROR(IF(T$117=1,'K08'!$P76,0),0)","v":0},{"$f":"IFERROR(IF(U$117=1,'K09'!$P76,0),0)","v":0},{"$f":"IFERROR(IF(V$117=1,'K10'!$P76,0),0)","v":0},0]
[-17,{"$f":"IFERROR(IF(B$117=1,'K01'!$O77,0),0)","v":0},{"$f":"IFERROR(IF(C$117=1,'K02'!$O77,0),0)","v":0},{"$f":"IFERROR(IF(D$117=1,'K03'!$O77,0),0)","v":0},{"$f":"IFERROR(IF(E$117=1,'K04'!$O77,0),0)","v":0},{"$f":"IFERROR(IF(F$117=1,'K05'!$O77,0),0)","v":0},{"$f":"IFERROR(IF(G$117=1,'K06'!$O77,0),0)","v":0},{"$f":"IFERROR(IF(H$117=1,'K07'!$O77,0),0)","v":0},{"$f":"IFERROR(IF(I$117=1,'K08'!$O77,0),0)","v":0},{"$f":"IFERROR(IF(J$117=1,'K09'!$O77,0),0)","v":0},{"$f":"IFERROR(IF(K$117=1,'K10'!$O77,0),0)","v":0},0,{"$f":"IFERROR(IF(M$117=1,'K01'!P77,0),0)","v":0},{"$f":"IFERROR(IF(N$117=1,'K02'!$P77,0),0)","v":0},{"$f":"IFERROR(IF(O$117=1,'K03'!$P77,0),0)","v":0},{"$f":"IFERROR(IF(P$117=1,'K04'!$P77,0),0)","v":0},{"$f":"IFERROR(IF(Q$117=1,'K05'!$P77,0),0)","v":0},{"$f":"IFERROR(IF(R$117=1,'K06'!$P77,0),0)","v":0},{"$f":"IFERROR(IF(S$117=1,'K07'!$P77,0),0)","v":0},{"$f":"IFERROR(IF(T$117=1,'K08'!$P77,0),0)","v":0},{"$f":"IFERROR(IF(U$117=1,'K09'!$P77,0),0)","v":0},{"$f":"IFERROR(IF(V$117=1,'K10'!$P77,0),0)","v":0},0]
[-16,{"$f":"IFERROR(IF(B$117=1,'K01'!$O78,0),0)","v":0},{"$f":"IFERROR(IF(C$117=1,'K02'!$O78,0),0)","v":0},{"$f":"IFERROR(IF(D$117=1,'K03'!$O78,0),0)","v":0},{"$f":"IFERROR(IF(E$117=1,'K04'!$O78,0),0)","v":0},{"$f":"IFERROR(IF(F$117=1,'K05'!$O78,0),0)","v":0},{"$f":"IFERROR(IF(G$117=1,'K06'!$O78,0),0)","v":0},{"$f":"IFERROR(IF(H$117=1,'K07'!$O78,0),0)","v":0},{"$f":"IFERROR(IF(I$117=1,'K08'!$O78,0),0)","v":0},{"$f":"IFERROR(IF(J$117=1,'K09'!$O78,0),0)","v":0},{"$f":"IFERROR(IF(K$117=1,'K10'!$O78,0),0)","v":0},0,{"$f":"IFERROR(IF(M$117=1,'K01'!P78,0),0)","v":0},{"$f":"IFERROR(IF(N$117=1,'K02'!$P78,0),0)","v":0},{"$f":"IFERROR(IF(O$117=1,'K03'!$P78,0),0)","v":0},{"$f":"IFERROR(IF(P$117=1,'K04'!$P78,0),0)","v":0},{"$f":"IFERROR(IF(Q$117=1,'K05'!$P78,0),0)","v":0},{"$f":"IFERROR(IF(R$117=1,'K06'!$P78,0),0)","v":0},{"$f":"IFERROR(IF(S$117=1,'K07'!$P78,0),0)","v":0},{"$f":"IFERROR(IF(T$117=1,'K08'!$P78,0),0)","v":0},{"$f":"IFERROR(IF(U$117=1,'K09'!$P78,0),0)","v":0},{"$f":"IFERROR(IF(V$117=1,'K10'!$P78,0),0)","v":0},0]
[-15,{"$f":"IFERROR(IF(B$117=1,'K01'!$O79,0),0)","v":0},{"$f":"IFERROR(IF(C$117=1,'K02'!$O79,0),0)","v":0},{"$f":"IFERROR(IF(D$117=1,'K03'!$O79,0),0)","v":0},{"$f":"IFERROR(IF(E$117=1,'K04'!$O79,0),0)","v":0},{"$f":"IFERROR(IF(F$117=1,'K05'!$O79,0),0)","v":0},{"$f":"IFERROR(IF(G$117=1,'K06'!$O79,0),0)","v":0},{"$f":"IFERROR(IF(H$117=1,'K07'!$O79,0),0)","v":0},{"$f":"IFERROR(IF(I$117=1,'K08'!$O79,0),0)","v":0},{"$f":"IFERROR(IF(J$117=1,'K09'!$O79,0),0)","v":0},{"$f":"IFERROR(IF(K$117=1,'K10'!$O79,0),0)","v":0},0,{"$f":"IFERROR(IF(M$117=1,'K01'!P79,0),0)","v":0},{"$f":"IFERROR(IF(N$117=1,'K02'!$P79,0),0)","v":0},{"$f":"IFERROR(IF(O$117=1,'K03'!$P79,0),0)","v":0},{"$f":"IFERROR(IF(P$117=1,'K04'!$P79,0),0)","v":0},{"$f":"IFERROR(IF(Q$117=1,'K05'!$P79,0),0)","v":0},{"$f":"IFERROR(IF(R$117=1,'K06'!$P79,0),0)","v":0},{"$f":"IFERROR(IF(S$117=1,'K07'!$P79,0),0)","v":0},{"$f":"IFERROR(IF(T$117=1,'K08'!$P79,0),0)","v":0},{"$f":"IFERROR(IF(U$117=1,'K09'!$P79,0),0)","v":0},{"$f":"IFERROR(IF(V$117=1,'K10'!$P79,0),0)","v":0},0]
[-14,{"$f":"IFERROR(IF(B$117=1,'K01'!$O80,0),0)","v":0},{"$f":"IFERROR(IF(C$117=1,'K02'!$O80,0),0)","v":0},{"$f":"IFERROR(IF(D$117=1,'K03'!$O80,0),0)","v":0},{"$f":"IFERROR(IF(E$117=1,'K04'!$O80,0),0)","v":0},{"$f":"IFERROR(IF(F$117=1,'K05'!$O80,0),0)","v":0},{"$f":"IFERROR(IF(G$117=1,'K06'!$O80,0),0)","v":0},{"$f":"IFERROR(IF(H$117=1,'K07'!$O80,0),0)","v":0},{"$f":"IFERROR(IF(I$117=1,'K08'!$O80,0),0)","v":0},{"$f":"IFERROR(IF(J$117=1,'K09'!$O80,0),0)","v":0},{"$f":"IFERROR(IF(K$117=1,'K10'!$O80,0),0)","v":0},0,{"$f":"IFERROR(IF(M$117=1,'K01'!P80,0),0)","v":0},{"$f":"IFERROR(IF(N$117=1,'K02'!$P80,0),0)","v":0},{"$f":"IFERROR(IF(O$117=1,'K03'!$P80,0),0)","v":0},{"$f":"IFERROR(IF(P$117=1,'K04'!$P80,0),0)","v":0},{"$f":"IFERROR(IF(Q$117=1,'K05'!$P80,0),0)","v":0},{"$f":"IFERROR(IF(R$117=1,'K06'!$P80,0),0)","v":0},{"$f":"IFERROR(IF(S$117=1,'K07'!$P80,0),0)","v":0},{"$f":"IFERROR(IF(T$117=1,'K08'!$P80,0),0)","v":0},{"$f":"IFERROR(IF(U$117=1,'K09'!$P80,0),0)","v":0},{"$f":"IFERROR(IF(V$117=1,'K10'!$P80,0),0)","v":0},0]
[-13,{"$f":"IFERROR(IF(B$117=1,'K01'!$O81,0),0)","v":0},{"$f":"IFERROR(IF(C$117=1,'K02'!$O81,0),0)","v":0},{"$f":"IFERROR(IF(D$117=1,'K03'!$O81,0),0)","v":0},{"$f":"IFERROR(IF(E$117=1,'K04'!$O81,0),0)","v":0},{"$f":"IFERROR(IF(F$117=1,'K05'!$O81,0),0)","v":0},{"$f":"IFERROR(IF(G$117=1,'K06'!$O81,0),0)","v":0},{"$f":"IFERROR(IF(H$117=1,'K07'!$O81,0),0)","v":0},{"$f":"IFERROR(IF(I$117=1,'K08'!$O81,0),0)","v":0},{"$f":"IFERROR(IF(J$117=1,'K09'!$O81,0),0)","v":0},{"$f":"IFERROR(IF(K$117=1,'K10'!$O81,0),0)","v":0},0,{"$f":"IFERROR(IF(M$117=1,'K01'!P81,0),0)","v":0},{"$f":"IFERROR(IF(N$117=1,'K02'!$P81,0),0)","v":0},{"$f":"IFERROR(IF(O$117=1,'K03'!$P81,0),0)","v":0},{"$f":"IFERROR(IF(P$117=1,'K04'!$P81,0),0)","v":0},{"$f":"IFERROR(IF(Q$117=1,'K05'!$P81,0),0)","v":0},{"$f":"IFERROR(IF(R$117=1,'K06'!$P81,0),0)","v":0},{"$f":"IFERROR(IF(S$117=1,'K07'!$P81,0),0)","v":0},{"$f":"IFERROR(IF(T$117=1,'K08'!$P81,0),0)","v":0},{"$f":"IFERROR(IF(U$117=1,'K09'!$P81,0),0)","v":0},{"$f":"IFERROR(IF(V$117=1,'K10'!$P81,0),0)","v":0},0]
[-12,{"$f":"IFERROR(IF(B$117=1,'K01'!$O82,0),0)","v":0},{"$f":"IFERROR(IF(C$117=1,'K02'!$O82,0),0)","v":0},{"$f":"IFERROR(IF(D$117=1,'K03'!$O82,0),0)","v":0},{"$f":"IFERROR(IF(E$117=1,'K04'!$O82,0),0)","v":0},{"$f":"IFERROR(IF(F$117=1,'K05'!$O82,0),0)","v":0},{"$f":"IFERROR(IF(G$117=1,'K06'!$O82,0),0)","v":0},{"$f":"IFERROR(IF(H$117=1,'K07'!$O82,0),0)","v":0},{"$f":"IFERROR(IF(I$117=1,'K08'!$O82,0),0)","v":0},{"$f":"IFERROR(IF(J$117=1,'K09'!$O82,0),0)","v":0},{"$f":"IFERROR(IF(K$117=1,'K10'!$O82,0),0)","v":0},0,{"$f":"IFERROR(IF(M$117=1,'K01'!P82,0),0)","v":0},{"$f":"IFERROR(IF(N$117=1,'K02'!$P82,0),0)","v":0},{"$f":"IFERROR(IF(O$117=1,'K03'!$P82,0),0)","v":0},{"$f":"IFERROR(IF(P$117=1,'K04'!$P82,0),0)","v":0},{"$f":"IFERROR(IF(Q$117=1,'K05'!$P82,0),0)","v":0},{"$f":"IFERROR(IF(R$117=1,'K06'!$P82,0),0)","v":0},{"$f":"IFERROR(IF(S$117=1,'K07'!$P82,0),0)","v":0},{"$f":"IFERROR(IF(T$117=1,'K08'!$P82,0),0)","v":0},{"$f":"IFERROR(IF(U$117=1,'K09'!$P82,0),0)","v":0},{"$f":"IFERROR(IF(V$117=1,'K10'!$P82,0),0)","v":0},0]
[-11,{"$f":"IFERROR(IF(B$117=1,'K01'!$O83,0),0)","v":0},{"$f":"IFERROR(IF(C$117=1,'K02'!$O83,0),0)","v":0},{"$f":"IFERROR(IF(D$117=1,'K03'!$O83,0),0)","v":0},{"$f":"IFERROR(IF(E$117=1,'K04'!$O83,0),0)","v":0},{"$f":"IFERROR(IF(F$117=1,'K05'!$O83,0),0)","v":0},{"$f":"IFERROR(IF(G$117=1,'K06'!$O83,0),0)","v":0},{"$f":"IFERROR(IF(H$117=1,'K07'!$O83,0),0)","v":0},{"$f":"IFERROR(IF(I$117=1,'K08'!$O83,0),0)","v":0},{"$f":"IFERROR(IF(J$117=1,'K09'!$O83,0),0)","v":0},{"$f":"IFERROR(IF(K$117=1,'K10'!$O83,0),0)","v":0},0,{"$f":"IFERROR(IF(M$117=1,'K01'!P83,0),0)","v":0},{"$f":"IFERROR(IF(N$117=1,'K02'!$P83,0),0)","v":0},{"$f":"IFERROR(IF(O$117=1,'K03'!$P83,0),0)","v":0},{"$f":"IFERROR(IF(P$117=1,'K04'!$P83,0),0)","v":0},{"$f":"IFERROR(IF(Q$117=1,'K05'!$P83,0),0)","v":0},{"$f":"IFERROR(IF(R$117=1,'K06'!$P83,0),0)","v":0},{"$f":"IFERROR(IF(S$117=1,'K07'!$P83,0),0)","v":0},{"$f":"IFERROR(IF(T$117=1,'K08'!$P83,0),0)","v":0},{"$f":"IFERROR(IF(U$117=1,'K09'!$P83,0),0)","v":0},{"$f":"IFERROR(IF(V$117=1,'K10'!$P83,0),0)","v":0},0]
[-10,{"$f":"IFERROR(IF(B$117=1,'K01'!$O84,0),0)","v":0},{"$f":"IFERROR(IF(C$117=1,'K02'!$O84,0),0)","v":0},{"$f":"IFERROR(IF(D$117=1,'K03'!$O84,0),0)","v":0},{"$f":"IFERROR(IF(E$117=1,'K04'!$O84,0),0)","v":0},{"$f":"IFERROR(IF(F$117=1,'K05'!$O84,0),0)","v":0},{"$f":"IFERROR(IF(G$117=1,'K06'!$O84,0),0)","v":0},{"$f":"IFERROR(IF(H$117=1,'K07'!$O84,0),0)","v":0},{"$f":"IFERROR(IF(I$117=1,'K08'!$O84,0),0)","v":0},{"$f":"IFERROR(IF(J$117=1,'K09'!$O84,0),0)","v":0},{"$f":"IFERROR(IF(K$117=1,'K10'!$O84,0),0)","v":0},0,{"$f":"IFERROR(IF(M$117=1,'K01'!P84,0),0)","v":0},{"$f":"IFERROR(IF(N$117=1,'K02'!$P84,0),0)","v":0},{"$f":"IFERROR(IF(O$117=1,'K03'!$P84,0),0)","v":0},{"$f":"IFERROR(IF(P$117=1,'K04'!$P84,0),0)","v":0},{"$f":"IFERROR(IF(Q$117=1,'K05'!$P84,0),0)","v":0},{"$f":"IFERROR(IF(R$117=1,'K06'!$P84,0),0)","v":0},{"$f":"IFERROR(IF(S$117=1,'K07'!$P84,0),0)","v":0},{"$f":"IFERROR(IF(T$117=1,'K08'!$P84,0),0)","v":0},{"$f":"IFERROR(IF(U$117=1,'K09'!$P84,0),0)","v":0},{"$f":"IFERROR(IF(V$117=1,'K10'!$P84,0),0)","v":0},0]
[-9,{"$f":"IFERROR(IF(B$117=1,'K01'!$O85,0),0)","v":0},{"$f":"IFERROR(IF(C$117=1,'K02'!$O85,0),0)","v":0},{"$f":"IFERROR(IF(D$117=1,'K03'!$O85,0),0)","v":0},{"$f":"IFERROR(IF(E$117=1,'K04'!$O85,0),0)","v":0},{"$f":"IFERROR(IF(F$117=1,'K05'!$O85,0),0)","v":0},{"$f":"IFERROR(IF(G$117=1,'K06'!$O85,0),0)","v":0},{"$f":"IFERROR(IF(H$117=1,'K07'!$O85,0),0)","v":0},{"$f":"IFERROR(IF(I$117=1,'K08'!$O85,0),0)","v":0},{"$f":"IFERROR(IF(J$117=1,'K09'!$O85,0),0)","v":0},{"$f":"IFERROR(IF(K$117=1,'K10'!$O85,0),0)","v":0},0,{"$f":"IFERROR(IF(M$117=1,'K01'!P85,0),0)","v":0},{"$f":"IFERROR(IF(N$117=1,'K02'!$P85,0),0)","v":0},{"$f":"IFERROR(IF(O$117=1,'K03'!$P85,0),0)","v":0},{"$f":"IFERROR(IF(P$117=1,'K04'!$P85,0),0)","v":0},{"$f":"IFERROR(IF(Q$117=1,'K05'!$P85,0),0)","v":0},{"$f":"IFERROR(IF(R$117=1,'K06'!$P85,0),0)","v":0},{"$f":"IFERROR(IF(S$117=1,'K07'!$P85,0),0)","v":0},{"$f":"IFERROR(IF(T$117=1,'K08'!$P85,0),0)","v":0},{"$f":"IFERROR(IF(U$117=1,'K09'!$P85,0),0)","v":0},{"$f":"IFERROR(IF(V$117=1,'K10'!$P85,0),0)","v":0},0]
[-8,{"$f":"IFERROR(IF(B$117=1,'K01'!$O86,0),0)","v":0},{"$f":"IFERROR(IF(C$117=1,'K02'!$O86,0),0)","v":0},{"$f":"IFERROR(IF(D$117=1,'K03'!$O86,0),0)","v":0},{"$f":"IFERROR(IF(E$117=1,'K04'!$O86,0),0)","v":0},{"$f":"IFERROR(IF(F$117=1,'K05'!$O86,0),0)","v":0},{"$f":"IFERROR(IF(G$117=1,'K06'!$O86,0),0)","v":0},{"$f":"IFERROR(IF(H$117=1,'K07'!$O86,0),0)","v":0},{"$f":"IFERROR(IF(I$117=1,'K08'!$O86,0),0)","v":0},{"$f":"IFERROR(IF(J$117=1,'K09'!$O86,0),0)","v":0},{"$f":"IFERROR(IF(K$117=1,'K10'!$O86,0),0)","v":0},0,{"$f":"IFERROR(IF(M$117=1,'K01'!P86,0),0)","v":0},{"$f":"IFERROR(IF(N$117=1,'K02'!$P86,0),0)","v":0},{"$f":"IFERROR(IF(O$117=1,'K03'!$P86,0),0)","v":0},{"$f":"IFERROR(IF(P$117=1,'K04'!$P86,0),0)","v":0},{"$f":"IFERROR(IF(Q$117=1,'K05'!$P86,0),0)","v":0},{"$f":"IFERROR(IF(R$117=1,'K06'!$P86,0),0)","v":0},{"$f":"IFERROR(IF(S$117=1,'K07'!$P86,0),0)","v":0},{"$f":"IFERROR(IF(T$117=1,'K08'!$P86,0),0)","v":0},{"$f":"IFERROR(IF(U$117=1,'K09'!$P86,0),0)","v":0},{"$f":"IFERROR(IF(V$117=1,'K10'!$P86,0),0)","v":0},0]
[-7,{"$f":"IFERROR(IF(B$117=1,'K01'!$O87,0),0)","v":0},{"$f":"IFERROR(IF(C$117=1,'K02'!$O87,0),0)","v":0},{"$f":"IFERROR(IF(D$117=1,'K03'!$O87,0),0)","v":0},{"$f":"IFERROR(IF(E$117=1,'K04'!$O87,0),0)","v":0},{"$f":"IFERROR(IF(F$117=1,'K05'!$O87,0),0)","v":0},{"$f":"IFERROR(IF(G$117=1,'K06'!$O87,0),0)","v":0},{"$f":"IFERROR(IF(H$117=1,'K07'!$O87,0),0)","v":0},{"$f":"IFERROR(IF(I$117=1,'K08'!$O87,0),0)","v":0},{"$f":"IFERROR(IF(J$117=1,'K09'!$O87,0),0)","v":0},{"$f":"IFERROR(IF(K$117=1,'K10'!$O87,0),0)","v":0},0,{"$f":"IFERROR(IF(M$117=1,'K01'!P87,0),0)","v":0},{"$f":"IFERROR(IF(N$117=1,'K02'!$P87,0),0)","v":0},{"$f":"IFERROR(IF(O$117=1,'K03'!$P87,0),0)","v":0},{"$f":"IFERROR(IF(P$117=1,'K04'!$P87,0),0)","v":0},{"$f":"IFERROR(IF(Q$117=1,'K05'!$P87,0),0)","v":0},{"$f":"IFERROR(IF(R$117=1,'K06'!$P87,0),0)","v":0},{"$f":"IFERROR(IF(S$117=1,'K07'!$P87,0),0)","v":0},{"$f":"IFERROR(IF(T$117=1,'K08'!$P87,0),0)","v":0},{"$f":"IFERROR(IF(U$117=1,'K09'!$P87,0),0)","v":0},{"$f":"IFERROR(IF(V$117=1,'K10'!$P87,0),0)","v":0},0]
[-6,{"$f":"IFERROR(IF(B$117=1,'K01'!$O88,0),0)","v":0},{"$f":"IFERROR(IF(C$117=1,'K02'!$O88,0),0)","v":0},{"$f":"IFERROR(IF(D$117=1,'K03'!$O88,0),0)","v":0},{"$f":"IFERROR(IF(E$117=1,'K04'!$O88,0),0)","v":0},{"$f":"IFERROR(IF(F$117=1,'K05'!$O88,0),0)","v":0},{"$f":"IFERROR(IF(G$117=1,'K06'!$O88,0),0)","v":0},{"$f":"IFERROR(IF(H$117=1,'K07'!$O88,0),0)","v":0},{"$f":"IFERROR(IF(I$117=1,'K08'!$O88,0),0)","v":0},{"$f":"IFERROR(IF(J$117=1,'K09'!$O88,0),0)","v":0},{"$f":"IFERROR(IF(K$117=1,'K10'!$O88,0),0)","v":0},0,{"$f":"IFERROR(IF(M$117=1,'K01'!P88,0),0)","v":0},{"$f":"IFERROR(IF(N$117=1,'K02'!$P88,0),0)","v":0},{"$f":"IFERROR(IF(O$117=1,'K03'!$P88,0),0)","v":0},{"$f":"IFERROR(IF(P$117=1,'K04'!$P88,0),0)","v":0},{"$f":"IFERROR(IF(Q$117=1,'K05'!$P88,0),0)","v":0},{"$f":"IFERROR(IF(R$117=1,'K06'!$P88,0),0)","v":0},{"$f":"IFERROR(IF(S$117=1,'K07'!$P88,0),0)","v":0},{"$f":"IFERROR(IF(T$117=1,'K08'!$P88,0),0)","v":0},{"$f":"IFERROR(IF(U$117=1,'K09'!$P88,0),0)","v":0},{"$f":"IFERROR(IF(V$117=1,'K10'!$P88,0),0)","v":0},0]
[-5,{"$f":"IFERROR(IF(B$117=1,'K01'!$O89,0),0)","v":0},{"$f":"IFERROR(IF(C$117=1,'K02'!$O89,0),0)","v":0},{"$f":"IFERROR(IF(D$117=1,'K03'!$O89,0),0)","v":0},{"$f":"IFERROR(IF(E$117=1,'K04'!$O89,0),0)","v":0},{"$f":"IFERROR(IF(F$117=1,'K05'!$O89,0),0)","v":0},{"$f":"IFERROR(IF(G$117=1,'K06'!$O89,0),0)","v":0},{"$f":"IFERROR(IF(H$117=1,'K07'!$O89,0),0)","v":0},{"$f":"IFERROR(IF(I$117=1,'K08'!$O89,0),0)","v":0},{"$f":"IFERROR(IF(J$117=1,'K09'!$O89,0),0)","v":0},{"$f":"IFERROR(IF(K$117=1,'K10'!$O89,0),0)","v":0},0,{"$f":"IFERROR(IF(M$117=1,'K01'!P89,0),0)","v":0},{"$f":"IFERROR(IF(N$117=1,'K02'!$P89,0),0)","v":0},{"$f":"IFERROR(IF(O$117=1,'K03'!$P89,0),0)","v":0},{"$f":"IFERROR(IF(P$117=1,'K04'!$P89,0),0)","v":0},{"$f":"IFERROR(IF(Q$117=1,'K05'!$P89,0),0)","v":0},{"$f":"IFERROR(IF(R$117=1,'K06'!$P89,0),0)","v":0},{"$f":"IFERROR(IF(S$117=1,'K07'!$P89,0),0)","v":0},{"$f":"IFERROR(IF(T$117=1,'K08'!$P89,0),0)","v":0},{"$f":"IFERROR(IF(U$117=1,'K09'!$P89,0),0)","v":0},{"$f":"IFERROR(IF(V$117=1,'K10'!$P89,0),0)","v":0},0]
[-4,{"$f":"IFERROR(IF(B$117=1,'K01'!$O90,0),0)","v":0},{"$f":"IFERROR(IF(C$117=1,'K02'!$O90,0),0)","v":0},{"$f":"IFERROR(IF(D$117=1,'K03'!$O90,0),0)","v":0},{"$f":"IFERROR(IF(E$117=1,'K04'!$O90,0),0)","v":0},{"$f":"IFERROR(IF(F$117=1,'K05'!$O90,0),0)","v":0},{"$f":"IFERROR(IF(G$117=1,'K06'!$O90,0),0)","v":0},{"$f":"IFERROR(IF(H$117=1,'K07'!$O90,0),0)","v":0},{"$f":"IFERROR(IF(I$117=1,'K08'!$O90,0),0)","v":0},{"$f":"IFERROR(IF(J$117=1,'K09'!$O90,0),0)","v":0},{"$f":"IFERROR(IF(K$117=1,'K10'!$O90,0),0)","v":0},0,{"$f":"IFERROR(IF(M$117=1,'K01'!P90,0),0)","v":0},{"$f":"IFERROR(IF(N$117=1,'K02'!$P90,0),0)","v":0},{"$f":"IFERROR(IF(O$117=1,'K03'!$P90,0),0)","v":0},{"$f":"IFERROR(IF(P$117=1,'K04'!$P90,0),0)","v":0},{"$f":"IFERROR(IF(Q$117=1,'K05'!$P90,0),0)","v":0},{"$f":"IFERROR(IF(R$117=1,'K06'!$P90,0),0)","v":0},{"$f":"IFERROR(IF(S$117=1,'K07'!$P90,0),0)","v":0},{"$f":"IFERROR(IF(T$117=1,'K08'!$P90,0),0)","v":0},{"$f":"IFERROR(IF(U$117=1,'K09'!$P90,0),0)","v":0},{"$f":"IFERROR(IF(V$117=1,'K10'!$P90,0),0)","v":0},0]
[-3,{"$f":"IFERROR(IF(B$117=1,'K01'!$O91,0),0)","v":0},{"$f":"IFERROR(IF(C$117=1,'K02'!$O91,0),0)","v":0},{"$f":"IFERROR(IF(D$117=1,'K03'!$O91,0),0)","v":0},{"$f":"IFERROR(IF(E$117=1,'K04'!$O91,0),0)","v":0},{"$f":"IFERROR(IF(F$117=1,'K05'!$O91,0),0)","v":0},{"$f":"IFERROR(IF(G$117=1,'K06'!$O91,0),0)","v":0},{"$f":"IFERROR(IF(H$117=1,'K07'!$O91,0),0)","v":0},{"$f":"IFERROR(IF(I$117=1,'K08'!$O91,0),0)","v":0},{"$f":"IFERROR(IF(J$117=1,'K09'!$O91,0),0)","v":0},{"$f":"IFERROR(IF(K$117=1,'K10'!$O91,0),0)","v":0},0,{"$f":"IFERROR(IF(M$117=1,'K01'!P91,0),0)","v":0},{"$f":"IFERROR(IF(N$117=1,'K02'!$P91,0),0)","v":0},{"$f":"IFERROR(IF(O$117=1,'K03'!$P91,0),0)","v":0},{"$f":"IFERROR(IF(P$117=1,'K04'!$P91,0),0)","v":0},{"$f":"IFERROR(IF(Q$117=1,'K05'!$P91,0),0)","v":0},{"$f":"IFERROR(IF(R$117=1,'K06'!$P91,0),0)","v":0},{"$f":"IFERROR(IF(S$117=1,'K07'!$P91,0),0)","v":0},{"$f":"IFERROR(IF(T$117=1,'K08'!$P91,0),0)","v":0},{"$f":"IFERROR(IF(U$117=1,'K09'!$P91,0),0)","v":0},{"$f":"IFERROR(IF(V$117=1,'K10'!$P91,0),0)","v":0},0]
[-2,{"$f":"IFERROR(IF(B$117=1,'K01'!$O92,0),0)","v":0},{"$f":"IFERROR(IF(C$117=1,'K02'!$O92,0),0)","v":0},{"$f":"IFERROR(IF(D$117=1,'K03'!$O92,0),0)","v":0},{"$f":"IFERROR(IF(E$117=1,'K04'!$O92,0),0)","v":0},{"$f":"IFERROR(IF(F$117=1,'K05'!$O92,0),0)","v":0},{"$f":"IFERROR(IF(G$117=1,'K06'!$O92,0),0)","v":0},{"$f":"IFERROR(IF(H$117=1,'K07'!$O92,0),0)","v":0},{"$f":"IFERROR(IF(I$117=1,'K08'!$O92,0),0)","v":0},{"$f":"IFERROR(IF(J$117=1,'K09'!$O92,0),0)","v":0},{"$f":"IFERROR(IF(K$117=1,'K10'!$O92,0),0)","v":0},0,{"$f":"IFERROR(IF(M$117=1,'K01'!P92,0),0)","v":0},{"$f":"IFERROR(IF(N$117=1,'K02'!$P92,0),0)","v":0},{"$f":"IFERROR(IF(O$117=1,'K03'!$P92,0),0)","v":0},{"$f":"IFERROR(IF(P$117=1,'K04'!$P92,0),0)","v":0},{"$f":"IFERROR(IF(Q$117=1,'K05'!$P92,0),0)","v":0},{"$f":"IFERROR(IF(R$117=1,'K06'!$P92,0),0)","v":0},{"$f":"IFERROR(IF(S$117=1,'K07'!$P92,0),0)","v":0},{"$f":"IFERROR(IF(T$117=1,'K08'!$P92,0),0)","v":0},{"$f":"IFERROR(IF(U$117=1,'K09'!$P92,0),0)","v":0},{"$f":"IFERROR(IF(V$117=1,'K10'!$P92,0),0)","v":0},0]
[-1,{"$f":"IFERROR(IF(B$117=1,'K01'!$O93,0),0)","v":0},{"$f":"IFERROR(IF(C$117=1,'K02'!$O93,0),0)","v":0},{"$f":"IFERROR(IF(D$117=1,'K03'!$O93,0),0)","v":0},{"$f":"IFERROR(IF(E$117=1,'K04'!$O93,0),0)","v":0},{"$f":"IFERROR(IF(F$117=1,'K05'!$O93,0),0)","v":0},{"$f":"IFERROR(IF(G$117=1,'K06'!$O93,0),0)","v":0},{"$f":"IFERROR(IF(H$117=1,'K07'!$O93,0),0)","v":0},{"$f":"IFERROR(IF(I$117=1,'K08'!$O93,0),0)","v":0},{"$f":"IFERROR(IF(J$117=1,'K09'!$O93,0),0)","v":0},{"$f":"IFERROR(IF(K$117=1,'K10'!$O93,0),0)","v":0},0,{"$f":"IFERROR(IF(M$117=1,'K01'!P93,0),0)","v":0},{"$f":"IFERROR(IF(N$117=1,'K02'!$P93,0),0)","v":0},{"$f":"IFERROR(IF(O$117=1,'K03'!$P93,0),0)","v":0},{"$f":"IFERROR(IF(P$117=1,'K04'!$P93,0),0)","v":0},{"$f":"IFERROR(IF(Q$117=1,'K05'!$P93,0),0)","v":0},{"$f":"IFERROR(IF(R$117=1,'K06'!$P93,0),0)","v":0},{"$f":"IFERROR(IF(S$117=1,'K07'!$P93,0),0)","v":0},{"$f":"IFERROR(IF(T$117=1,'K08'!$P93,0),0)","v":0},{"$f":"IFERROR(IF(U$117=1,'K09'!$P93,0),0)","v":0},{"$f":"IFERROR(IF(V$117=1,'K10'!$P93,0),0)","v":0},0]
[0,{"$f":"IFERROR(IF(B$117=1,'K01'!$O94,0),0)","v":0},{"$f":"IFERROR(IF(C$117=1,'K02'!$O94,0),0)","v":0},{"$f":"IFERROR(IF(D$117=1,'K03'!$O94,0),0)","v":0},{"$f":"IFERROR(IF(E$117=1,'K04'!$O94,0),0)","v":0},{"$f":"IFERROR(IF(F$117=1,'K05'!$O94,0),0)","v":0},{"$f":"IFERROR(IF(G$117=1,'K06'!$O94,0),0)","v":0},{"$f":"IFERROR(IF(H$117=1,'K07'!$O94,0),0)","v":0},{"$f":"IFERROR(IF(I$117=1,'K08'!$O94,0),0)","v":0},{"$f":"IFERROR(IF(J$117=1,'K09'!$O94,0),0)","v":0},{"$f":"IFERROR(IF(K$117=1,'K10'!$O94,0),0)","v":0},0,{"$f":"IFERROR(IF(M$117=1,'K01'!P94,0),0)","v":0},{"$f":"IFERROR(IF(N$117=1,'K02'!$P94,0),0)","v":0},{"$f":"IFERROR(IF(O$117=1,'K03'!$P94,0),0)","v":0},{"$f":"IFERROR(IF(P$117=1,'K04'!$P94,0),0)","v":0},{"$f":"IFERROR(IF(Q$117=1,'K05'!$P94,0),0)","v":0},{"$f":"IFERROR(IF(R$117=1,'K06'!$P94,0),0)","v":0},{"$f":"IFERROR(IF(S$117=1,'K07'!$P94,0),0)","v":0},{"$f":"IFERROR(IF(T$117=1,'K08'!$P94,0),0)","v":0},{"$f":"IFERROR(IF(U$117=1,'K09'!$P94,0),0)","v":0},{"$f":"IFERROR(IF(V$117=1,'K10'!$P94,0),0)","v":0},0]
[1,{"$f":"IFERROR(IF(B$117=1,'K01'!$O95,0),0)","v":0},{"$f":"IFERROR(IF(C$117=1,'K02'!$O95,0),0)","v":0},{"$f":"IFERROR(IF(D$117=1,'K03'!$O95,0),0)","v":0},{"$f":"IFERROR(IF(E$117=1,'K04'!$O95,0),0)","v":0},{"$f":"IFERROR(IF(F$117=1,'K05'!$O95,0),0)","v":0},{"$f":"IFERROR(IF(G$117=1,'K06'!$O95,0),0)","v":0},{"$f":"IFERROR(IF(H$117=1,'K07'!$O95,0),0)","v":0},{"$f":"IFERROR(IF(I$117=1,'K08'!$O95,0),0)","v":0},{"$f":"IFERROR(IF(J$117=1,'K09'!$O95,0),0)","v":0},{"$f":"IFERROR(IF(K$117=1,'K10'!$O95,0),0)","v":0},0,{"$f":"IFERROR(IF(M$117=1,'K01'!P95,0),0)","v":0},{"$f":"IFERROR(IF(N$117=1,'K02'!$P95,0),0)","v":0},{"$f":"IFERROR(IF(O$117=1,'K03'!$P95,0),0)","v":0},{"$f":"IFERROR(IF(P$117=1,'K04'!$P95,0),0)","v":0},{"$f":"IFERROR(IF(Q$117=1,'K05'!$P95,0),0)","v":0},{"$f":"IFERROR(IF(R$117=1,'K06'!$P95,0),0)","v":0},{"$f":"IFERROR(IF(S$117=1,'K07'!$P95,0),0)","v":0},{"$f":"IFERROR(IF(T$117=1,'K08'!$P95,0),0)","v":0},{"$f":"IFERROR(IF(U$117=1,'K09'!$P95,0),0)","v":0},{"$f":"IFERROR(IF(V$117=1,'K10'!$P95,0),0)","v":0},0]
[2,{"$f":"IFERROR(IF(B$117=1,'K01'!$O96,0),0)","v":0},{"$f":"IFERROR(IF(C$117=1,'K02'!$O96,0),0)","v":0},{"$f":"IFERROR(IF(D$117=1,'K03'!$O96,0),0)","v":0},{"$f":"IFERROR(IF(E$117=1,'K04'!$O96,0),0)","v":0},{"$f":"IFERROR(IF(F$117=1,'K05'!$O96,0),0)","v":0},{"$f":"IFERROR(IF(G$117=1,'K06'!$O96,0),0)","v":0},{"$f":"IFERROR(IF(H$117=1,'K07'!$O96,0),0)","v":0},{"$f":"IFERROR(IF(I$117=1,'K08'!$O96,0),0)","v":0},{"$f":"IFERROR(IF(J$117=1,'K09'!$O96,0),0)","v":0},{"$f":"IFERROR(IF(K$117=1,'K10'!$O96,0),0)","v":0},0,{"$f":"IFERROR(IF(M$117=1,'K01'!P96,0),0)","v":0},{"$f":"IFERROR(IF(N$117=1,'K02'!$P96,0),0)","v":0},{"$f":"IFERROR(IF(O$117=1,'K03'!$P96,0),0)","v":0},{"$f":"IFERROR(IF(P$117=1,'K04'!$P96,0),0)","v":0},{"$f":"IFERROR(IF(Q$117=1,'K05'!$P96,0),0)","v":0},{"$f":"IFERROR(IF(R$117=1,'K06'!$P96,0),0)","v":0},{"$f":"IFERROR(IF(S$117=1,'K07'!$P96,0),0)","v":0},{"$f":"IFERROR(IF(T$117=1,'K08'!$P96,0),0)","v":0},{"$f":"IFERROR(IF(U$117=1,'K09'!$P96,0),0)","v":0},{"$f":"IFERROR(IF(V$117=1,'K10'!$P96,0),0)","v":0},0]
[3,{"$f":"IFERROR(IF(B$117=1,'K01'!$O97,0),0)","v":0},{"$f":"IFERROR(IF(C$117=1,'K02'!$O97,0),0)","v":0},{"$f":"IFERROR(IF(D$117=1,'K03'!$O97,0),0)","v":0},{"$f":"IFERROR(IF(E$117=1,'K04'!$O97,0),0)","v":0},{"$f":"IFERROR(IF(F$117=1,'K05'!$O97,0),0)","v":0},{"$f":"IFERROR(IF(G$117=1,'K06'!$O97,0),0)","v":0},{"$f":"IFERROR(IF(H$117=1,'K07'!$O97,0),0)","v":0},{"$f":"IFERROR(IF(I$117=1,'K08'!$O97,0),0)","v":0},{"$f":"IFERROR(IF(J$117=1,'K09'!$O97,0),0)","v":0},{"$f":"IFERROR(IF(K$117=1,'K10'!$O97,0),0)","v":0},0,{"$f":"IFERROR(IF(M$117=1,'K01'!P97,0),0)","v":0},{"$f":"IFERROR(IF(N$117=1,'K02'!$P97,0),0)","v":0},{"$f":"IFERROR(IF(O$117=1,'K03'!$P97,0),0)","v":0},{"$f":"IFERROR(IF(P$117=1,'K04'!$P97,0),0)","v":0},{"$f":"IFERROR(IF(Q$117=1,'K05'!$P97,0),0)","v":0},{"$f":"IFERROR(IF(R$117=1,'K06'!$P97,0),0)","v":0},{"$f":"IFERROR(IF(S$117=1,'K07'!$P97,0),0)","v":0},{"$f":"IFERROR(IF(T$117=1,'K08'!$P97,0),0)","v":0},{"$f":"IFERROR(IF(U$117=1,'K09'!$P97,0),0)","v":0},{"$f":"IFERROR(IF(V$117=1,'K10'!$P97,0),0)","v":0},0]
[4,{"$f":"IFERROR(IF(B$117=1,'K01'!$O98,0),0)","v":0},{"$f":"IFERROR(IF(C$117=1,'K02'!$O98,0),0)","v":0},{"$f":"IFERROR(IF(D$117=1,'K03'!$O98,0),0)","v":0},{"$f":"IFERROR(IF(E$117=1,'K04'!$O98,0),0)","v":0},{"$f":"IFERROR(IF(F$117=1,'K05'!$O98,0),0)","v":0},{"$f":"IFERROR(IF(G$117=1,'K06'!$O98,0),0)","v":0},{"$f":"IFERROR(IF(H$117=1,'K07'!$O98,0),0)","v":0},{"$f":"IFERROR(IF(I$117=1,'K08'!$O98,0),0)","v":0},{"$f":"IFERROR(IF(J$117=1,'K09'!$O98,0),0)","v":0},{"$f":"IFERROR(IF(K$117=1,'K10'!$O98,0),0)","v":0},0,{"$f":"IFERROR(IF(M$117=1,'K01'!P98,0),0)","v":0},{"$f":"IFERROR(IF(N$117=1,'K02'!$P98,0),0)","v":0},{"$f":"IFERROR(IF(O$117=1,'K03'!$P98,0),0)","v":0},{"$f":"IFERROR(IF(P$117=1,'K04'!$P98,0),0)","v":0},{"$f":"IFERROR(IF(Q$117=1,'K05'!$P98,0),0)","v":0},{"$f":"IFERROR(IF(R$117=1,'K06'!$P98,0),0)","v":0},{"$f":"IFERROR(IF(S$117=1,'K07'!$P98,0),0)","v":0},{"$f":"IFERROR(IF(T$117=1,'K08'!$P98,0),0)","v":0},{"$f":"IFERROR(IF(U$117=1,'K09'!$P98,0),0)","v":0},{"$f":"IFERROR(IF(V$117=1,'K10'!$P98,0),0)","v":0},0]
[{"$f":"A150","v":5},{"$f":"IFERROR(IF(B$117=1,'K01'!$O99,0),0)","v":0},{"$f":"IFERROR(IF(C$117=1,'K02'!$O99,0),0)","v":0},{"$f":"IFERROR(IF(D$117=1,'K03'!$O99,0),0)","v":0},{"$f":"IFERROR(IF(E$117=1,'K04'!$O99,0),0)","v":0},{"$f":"IFERROR(IF(F$117=1,'K05'!$O99,0),0)","v":0},{"$f":"IFERROR(IF(G$117=1,'K06'!$O99,0),0)","v":0},{"$f":"IFERROR(IF(H$117=1,'K07'!$O99,0),0)","v":0},{"$f":"IFERROR(IF(I$117=1,'K08'!$O99,0),0)","v":0},{"$f":"IFERROR(IF(J$117=1,'K09'!$O99,0),0)","v":0},{"$f":"IFERROR(IF(K$117=1,'K10'!$O99,0),0)","v":0},0,{"$f":"IFERROR(IF(M$117=1,'K01'!P99,0),0)","v":0},{"$f":"IFERROR(IF(N$117=1,'K02'!$P99,0),0)","v":0},{"$f":"IFERROR(IF(O$117=1,'K03'!$P99,0),0)","v":0},{"$f":"IFERROR(IF(P$117=1,'K04'!$P99,0),0)","v":0},{"$f":"IFERROR(IF(Q$117=1,'K05'!$P99,0),0)","v":0},{"$f":"IFERROR(IF(R$117=1,'K06'!$P99,0),0)","v":0},{"$f":"IFERROR(IF(S$117=1,'K07'!$P99,0),0)","v":0},{"$f":"IFERROR(IF(T$117=1,'K08'!$P99,0),0)","v":0},{"$f":"IFERROR(IF(U$117=1,'K09'!$P99,0),0)","v":0},{"$f":"IFERROR(IF(V$117=1,'K10'!$P99,0),0)","v":0},0]
[6,{"$f":"IFERROR(IF(B$117=1,'K01'!$O100,0),0)","v":0},{"$f":"IFERROR(IF(C$117=1,'K02'!$O100,0),0)","v":0},{"$f":"IFERROR(IF(D$117=1,'K03'!$O100,0),0)","v":0},{"$f":"IFERROR(IF(E$117=1,'K04'!$O100,0),0)","v":0},{"$f":"IFERROR(IF(F$117=1,'K05'!$O100,0),0)","v":0},{"$f":"IFERROR(IF(G$117=1,'K06'!$O100,0),0)","v":0},{"$f":"IFERROR(IF(H$117=1,'K07'!$O100,0),0)","v":0},{"$f":"IFERROR(IF(I$117=1,'K08'!$O100,0),0)","v":0},{"$f":"IFERROR(IF(J$117=1,'K09'!$O100,0),0)","v":0},{"$f":"IFERROR(IF(K$117=1,'K10'!$O100,0),0)","v":0},0,{"$f":"IFERROR(IF(M$117=1,'K01'!P100,0),0)","v":0},{"$f":"IFERROR(IF(N$117=1,'K02'!$P100,0),0)","v":0},{"$f":"IFERROR(IF(O$117=1,'K03'!$P100,0),0)","v":0},{"$f":"IFERROR(IF(P$117=1,'K04'!$P100,0),0)","v":0},{"$f":"IFERROR(IF(Q$117=1,'K05'!$P100,0),0)","v":0},{"$f":"IFERROR(IF(R$117=1,'K06'!$P100,0),0)","v":0},{"$f":"IFERROR(IF(S$117=1,'K07'!$P100,0),0)","v":0},{"$f":"IFERROR(IF(T$117=1,'K08'!$P100,0),0)","v":0},{"$f":"IFERROR(IF(U$117=1,'K09'!$P100,0),0)","v":0},{"$f":"IFERROR(IF(V$117=1,'K10'!$P100,0),0)","v":0},0]
[7,{"$f":"IFERROR(IF(B$117=1,'K01'!$O101,0),0)","v":0},{"$f":"IFERROR(IF(C$117=1,'K02'!$O101,0),0)","v":0},{"$f":"IFERROR(IF(D$117=1,'K03'!$O101,0),0)","v":0},{"$f":"IFERROR(IF(E$117=1,'K04'!$O101,0),0)","v":0},{"$f":"IFERROR(IF(F$117=1,'K05'!$O101,0),0)","v":0},{"$f":"IFERROR(IF(G$117=1,'K06'!$O101,0),0)","v":0},{"$f":"IFERROR(IF(H$117=1,'K07'!$O101,0),0)","v":0},{"$f":"IFERROR(IF(I$117=1,'K08'!$O101,0),0)","v":0},{"$f":"IFERROR(IF(J$117=1,'K09'!$O101,0),0)","v":0},{"$f":"IFERROR(IF(K$117=1,'K10'!$O101,0),0)","v":0},0,{"$f":"IFERROR(IF(M$117=1,'K01'!P101,0),0)","v":0},{"$f":"IFERROR(IF(N$117=1,'K02'!$P101,0),0)","v":0},{"$f":"IFERROR(IF(O$117=1,'K03'!$P101,0),0)","v":0},{"$f":"IFERROR(IF(P$117=1,'K04'!$P101,0),0)","v":0},{"$f":"IFERROR(IF(Q$117=1,'K05'!$P101,0),0)","v":0},{"$f":"IFERROR(IF(R$117=1,'K06'!$P101,0),0)","v":0},{"$f":"IFERROR(IF(S$117=1,'K07'!$P101,0),0)","v":0},{"$f":"IFERROR(IF(T$117=1,'K08'!$P101,0),0)","v":0},{"$f":"IFERROR(IF(U$117=1,'K09'!$P101,0),0)","v":0},{"$f":"IFERROR(IF(V$117=1,'K10'!$P101,0),0)","v":0},0]
[8,{"$f":"IFERROR(IF(B$117=1,'K01'!$O102,0),0)","v":0},{"$f":"IFERROR(IF(C$117=1,'K02'!$O102,0),0)","v":0},{"$f":"IFERROR(IF(D$117=1,'K03'!$O102,0),0)","v":0},{"$f":"IFERROR(IF(E$117=1,'K04'!$O102,0),0)","v":0},{"$f":"IFERROR(IF(F$117=1,'K05'!$O102,0),0)","v":0},{"$f":"IFERROR(IF(G$117=1,'K06'!$O102,0),0)","v":0},{"$f":"IFERROR(IF(H$117=1,'K07'!$O102,0),0)","v":0},{"$f":"IFERROR(IF(I$117=1,'K08'!$O102,0),0)","v":0},{"$f":"IFERROR(IF(J$117=1,'K09'!$O102,0),0)","v":0},{"$f":"IFERROR(IF(K$117=1,'K10'!$O102,0),0)","v":0},0,{"$f":"IFERROR(IF(M$117=1,'K01'!P102,0),0)","v":0},{"$f":"IFERROR(IF(N$117=1,'K02'!$P102,0),0)","v":0},{"$f":"IFERROR(IF(O$117=1,'K03'!$P102,0),0)","v":0},{"$f":"IFERROR(IF(P$117=1,'K04'!$P102,0),0)","v":0},{"$f":"IFERROR(IF(Q$117=1,'K05'!$P102,0),0)","v":0},{"$f":"IFERROR(IF(R$117=1,'K06'!$P102,0),0)","v":0},{"$f":"IFERROR(IF(S$117=1,'K07'!$P102,0),0)","v":0},{"$f":"IFERROR(IF(T$117=1,'K08'!$P102,0),0)","v":0},{"$f":"IFERROR(IF(U$117=1,'K09'!$P102,0),0)","v":0},{"$f":"IFERROR(IF(V$117=1,'K10'!$P102,0),0)","v":0},0]
[9,{"$f":"IFERROR(IF(B$117=1,'K01'!$O103,0),0)","v":0},{"$f":"IFERROR(IF(C$117=1,'K02'!$O103,0),0)","v":0},{"$f":"IFERROR(IF(D$117=1,'K03'!$O103,0),0)","v":0},{"$f":"IFERROR(IF(E$117=1,'K04'!$O103,0),0)","v":0},{"$f":"IFERROR(IF(F$117=1,'K05'!$O103,0),0)","v":0},{"$f":"IFERROR(IF(G$117=1,'K06'!$O103,0),0)","v":0},{"$f":"IFERROR(IF(H$117=1,'K07'!$O103,0),0)","v":0},{"$f":"IFERROR(IF(I$117=1,'K08'!$O103,0),0)","v":0},{"$f":"IFERROR(IF(J$117=1,'K09'!$O103,0),0)","v":0},{"$f":"IFERROR(IF(K$117=1,'K10'!$O103,0),0)","v":0},0,{"$f":"IFERROR(IF(M$117=1,'K01'!P103,0),0)","v":0},{"$f":"IFERROR(IF(N$117=1,'K02'!$P103,0),0)","v":0},{"$f":"IFERROR(IF(O$117=1,'K03'!$P103,0),0)","v":0},{"$f":"IFERROR(IF(P$117=1,'K04'!$P103,0),0)","v":0},{"$f":"IFERROR(IF(Q$117=1,'K05'!$P103,0),0)","v":0},{"$f":"IFERROR(IF(R$117=1,'K06'!$P103,0),0)","v":0},{"$f":"IFERROR(IF(S$117=1,'K07'!$P103,0),0)","v":0},{"$f":"IFERROR(IF(T$117=1,'K08'!$P103,0),0)","v":0},{"$f":"IFERROR(IF(U$117=1,'K09'!$P103,0),0)","v":0},{"$f":"IFERROR(IF(V$117=1,'K10'!$P103,0),0)","v":0},0]
[10,{"$f":"IFERROR(IF(B$117=1,'K01'!$O104,0),0)","v":0},{"$f":"IFERROR(IF(C$117=1,'K02'!$O104,0),0)","v":0},{"$f":"IFERROR(IF(D$117=1,'K03'!$O104,0),0)","v":0},{"$f":"IFERROR(IF(E$117=1,'K04'!$O104,0),0)","v":0},{"$f":"IFERROR(IF(F$117=1,'K05'!$O104,0),0)","v":0},{"$f":"IFERROR(IF(G$117=1,'K06'!$O104,0),0)","v":0},{"$f":"IFERROR(IF(H$117=1,'K07'!$O104,0),0)","v":0},{"$f":"IFERROR(IF(I$117=1,'K08'!$O104,0),0)","v":0},{"$f":"IFERROR(IF(J$117=1,'K09'!$O104,0),0)","v":0},{"$f":"IFERROR(IF(K$117=1,'K10'!$O104,0),0)","v":0},0,{"$f":"IFERROR(IF(M$117=1,'K01'!P104,0),0)","v":0},{"$f":"IFERROR(IF(N$117=1,'K02'!$P104,0),0)","v":0},{"$f":"IFERROR(IF(O$117=1,'K03'!$P104,0),0)","v":0},{"$f":"IFERROR(IF(P$117=1,'K04'!$P104,0),0)","v":0},{"$f":"IFERROR(IF(Q$117=1,'K05'!$P104,0),0)","v":0},{"$f":"IFERROR(IF(R$117=1,'K06'!$P104,0),0)","v":0},{"$f":"IFERROR(IF(S$117=1,'K07'!$P104,0),0)","v":0},{"$f":"IFERROR(IF(T$117=1,'K08'!$P104,0),0)","v":0},{"$f":"IFERROR(IF(U$117=1,'K09'!$P104,0),0)","v":0},{"$f":"IFERROR(IF(V$117=1,'K10'!$P104,0),0)","v":0},0]
[11,{"$f":"IFERROR(IF(B$117=1,'K01'!$O105,0),0)","v":0},{"$f":"IFERROR(IF(C$117=1,'K02'!$O105,0),0)","v":0},{"$f":"IFERROR(IF(D$117=1,'K03'!$O105,0),0)","v":0},{"$f":"IFERROR(IF(E$117=1,'K04'!$O105,0),0)","v":0},{"$f":"IFERROR(IF(F$117=1,'K05'!$O105,0),0)","v":0},{"$f":"IFERROR(IF(G$117=1,'K06'!$O105,0),0)","v":0},{"$f":"IFERROR(IF(H$117=1,'K07'!$O105,0),0)","v":0},{"$f":"IFERROR(IF(I$117=1,'K08'!$O105,0),0)","v":0},{"$f":"IFERROR(IF(J$117=1,'K09'!$O105,0),0)","v":0},{"$f":"IFERROR(IF(K$117=1,'K10'!$O105,0),0)","v":0},0,{"$f":"IFERROR(IF(M$117=1,'K01'!P105,0),0)","v":0},{"$f":"IFERROR(IF(N$117=1,'K02'!$P105,0),0)","v":0},{"$f":"IFERROR(IF(O$117=1,'K03'!$P105,0),0)","v":0},{"$f":"IFERROR(IF(P$117=1,'K04'!$P105,0),0)","v":0},{"$f":"IFERROR(IF(Q$117=1,'K05'!$P105,0),0)","v":0},{"$f":"IFERROR(IF(R$117=1,'K06'!$P105,0),0)","v":0},{"$f":"IFERROR(IF(S$117=1,'K07'!$P105,0),0)","v":0},{"$f":"IFERROR(IF(T$117=1,'K08'!$P105,0),0)","v":0},{"$f":"IFERROR(IF(U$117=1,'K09'!$P105,0),0)","v":0},{"$f":"IFERROR(IF(V$117=1,'K10'!$P105,0),0)","v":0},0]
[12,{"$f":"IFERROR(IF(B$117=1,'K01'!$O106,0),0)","v":0},{"$f":"IFERROR(IF(C$117=1,'K02'!$O106,0),0)","v":0},{"$f":"IFERROR(IF(D$117=1,'K03'!$O106,0),0)","v":0},{"$f":"IFERROR(IF(E$117=1,'K04'!$O106,0),0)","v":0},{"$f":"IFERROR(IF(F$117=1,'K05'!$O106,0),0)","v":0},{"$f":"IFERROR(IF(G$117=1,'K06'!$O106,0),0)","v":0},{"$f":"IFERROR(IF(H$117=1,'K07'!$O106,0),0)","v":0},{"$f":"IFERROR(IF(I$117=1,'K08'!$O106,0),0)","v":0},{"$f":"IFERROR(IF(J$117=1,'K09'!$O106,0),0)","v":0},{"$f":"IFERROR(IF(K$117=1,'K10'!$O106,0),0)","v":0},0,{"$f":"IFERROR(IF(M$117=1,'K01'!P106,0),0)","v":0},{"$f":"IFERROR(IF(N$117=1,'K02'!$P106,0),0)","v":0},{"$f":"IFERROR(IF(O$117=1,'K03'!$P106,0),0)","v":0},{"$f":"IFERROR(IF(P$117=1,'K04'!$P106,0),0)","v":0},{"$f":"IFERROR(IF(Q$117=1,'K05'!$P106,0),0)","v":0},{"$f":"IFERROR(IF(R$117=1,'K06'!$P106,0),0)","v":0},{"$f":"IFERROR(IF(S$117=1,'K07'!$P106,0),0)","v":0},{"$f":"IFERROR(IF(T$117=1,'K08'!$P106,0),0)","v":0},{"$f":"IFERROR(IF(U$117=1,'K09'!$P106,0),0)","v":0},{"$f":"IFERROR(IF(V$117=1,'K10'!$P106,0),0)","v":0},0]
[13,{"$f":"IFERROR(IF(B$117=1,'K01'!$O107,0),0)","v":0},{"$f":"IFERROR(IF(C$117=1,'K02'!$O107,0),0)","v":0},{"$f":"IFERROR(IF(D$117=1,'K03'!$O107,0),0)","v":0},{"$f":"IFERROR(IF(E$117=1,'K04'!$O107,0),0)","v":0},{"$f":"IFERROR(IF(F$117=1,'K05'!$O107,0),0)","v":0},{"$f":"IFERROR(IF(G$117=1,'K06'!$O107,0),0)","v":0},{"$f":"IFERROR(IF(H$117=1,'K07'!$O107,0),0)","v":0},{"$f":"IFERROR(IF(I$117=1,'K08'!$O107,0),0)","v":0},{"$f":"IFERROR(IF(J$117=1,'K09'!$O107,0),0)","v":0},{"$f":"IFERROR(IF(K$117=1,'K10'!$O107,0),0)","v":0},0,{"$f":"IFERROR(IF(M$117=1,'K01'!P107,0),0)","v":0},{"$f":"IFERROR(IF(N$117=1,'K02'!$P107,0),0)","v":0},{"$f":"IFERROR(IF(O$117=1,'K03'!$P107,0),0)","v":0},{"$f":"IFERROR(IF(P$117=1,'K04'!$P107,0),0)","v":0},{"$f":"IFERROR(IF(Q$117=1,'K05'!$P107,0),0)","v":0},{"$f":"IFERROR(IF(R$117=1,'K06'!$P107,0),0)","v":0},{"$f":"IFERROR(IF(S$117=1,'K07'!$P107,0),0)","v":0},{"$f":"IFERROR(IF(T$117=1,'K08'!$P107,0),0)","v":0},{"$f":"IFERROR(IF(U$117=1,'K09'!$P107,0),0)","v":0},{"$f":"IFERROR(IF(V$117=1,'K10'!$P107,0),0)","v":0},0]
[14,{"$f":"IFERROR(IF(B$117=1,'K01'!$O108,0),0)","v":0},{"$f":"IFERROR(IF(C$117=1,'K02'!$O108,0),0)","v":0},{"$f":"IFERROR(IF(D$117=1,'K03'!$O108,0),0)","v":0},{"$f":"IFERROR(IF(E$117=1,'K04'!$O108,0),0)","v":0},{"$f":"IFERROR(IF(F$117=1,'K05'!$O108,0),0)","v":0},{"$f":"IFERROR(IF(G$117=1,'K06'!$O108,0),0)","v":0},{"$f":"IFERROR(IF(H$117=1,'K07'!$O108,0),0)","v":0},{"$f":"IFERROR(IF(I$117=1,'K08'!$O108,0),0)","v":0},{"$f":"IFERROR(IF(J$117=1,'K09'!$O108,0),0)","v":0},{"$f":"IFERROR(IF(K$117=1,'K10'!$O108,0),0)","v":0},0,{"$f":"IFERROR(IF(M$117=1,'K01'!P108,0),0)","v":0},{"$f":"IFERROR(IF(N$117=1,'K02'!$P108,0),0)","v":0},{"$f":"IFERROR(IF(O$117=1,'K03'!$P108,0),0)","v":0},{"$f":"IFERROR(IF(P$117=1,'K04'!$P108,0),0)","v":0},{"$f":"IFERROR(IF(Q$117=1,'K05'!$P108,0),0)","v":0},{"$f":"IFERROR(IF(R$117=1,'K06'!$P108,0),0)","v":0},{"$f":"IFERROR(IF(S$117=1,'K07'!$P108,0),0)","v":0},{"$f":"IFERROR(IF(T$117=1,'K08'!$P108,0),0)","v":0},{"$f":"IFERROR(IF(U$117=1,'K09'!$P108,0),0)","v":0},{"$f":"IFERROR(IF(V$117=1,'K10'!$P108,0),0)","v":0},0]
[15,{"$f":"IFERROR(IF(B$117=1,'K01'!$O109,0),0)","v":0},{"$f":"IFERROR(IF(C$117=1,'K02'!$O109,0),0)","v":0},{"$f":"IFERROR(IF(D$117=1,'K03'!$O109,0),0)","v":0},{"$f":"IFERROR(IF(E$117=1,'K04'!$O109,0),0)","v":0},{"$f":"IFERROR(IF(F$117=1,'K05'!$O109,0),0)","v":0},{"$f":"IFERROR(IF(G$117=1,'K06'!$O109,0),0)","v":0},{"$f":"IFERROR(IF(H$117=1,'K07'!$O109,0),0)","v":0},{"$f":"IFERROR(IF(I$117=1,'K08'!$O109,0),0)","v":0},{"$f":"IFERROR(IF(J$117=1,'K09'!$O109,0),0)","v":0},{"$f":"IFERROR(IF(K$117=1,'K10'!$O109,0),0)","v":0},0,{"$f":"IFERROR(IF(M$117=1,'K01'!P109,0),0)","v":0},{"$f":"IFERROR(IF(N$117=1,'K02'!$P109,0),0)","v":0},{"$f":"IFERROR(IF(O$117=1,'K03'!$P109,0),0)","v":0},{"$f":"IFERROR(IF(P$117=1,'K04'!$P109,0),0)","v":0},{"$f":"IFERROR(IF(Q$117=1,'K05'!$P109,0),0)","v":0},{"$f":"IFERROR(IF(R$117=1,'K06'!$P109,0),0)","v":0},{"$f":"IFERROR(IF(S$117=1,'K07'!$P109,0),0)","v":0},{"$f":"IFERROR(IF(T$117=1,'K08'!$P109,0),0)","v":0},{"$f":"IFERROR(IF(U$117=1,'K09'!$P109,0),0)","v":0},{"$f":"IFERROR(IF(V$117=1,'K10'!$P109,0),0)","v":0},0]
[16,{"$f":"IFERROR(IF(B$117=1,'K01'!$O110,0),0)","v":0},{"$f":"IFERROR(IF(C$117=1,'K02'!$O110,0),0)","v":0},{"$f":"IFERROR(IF(D$117=1,'K03'!$O110,0),0)","v":0},{"$f":"IFERROR(IF(E$117=1,'K04'!$O110,0),0)","v":0},{"$f":"IFERROR(IF(F$117=1,'K05'!$O110,0),0)","v":0},{"$f":"IFERROR(IF(G$117=1,'K06'!$O110,0),0)","v":0},{"$f":"IFERROR(IF(H$117=1,'K07'!$O110,0),0)","v":0},{"$f":"IFERROR(IF(I$117=1,'K08'!$O110,0),0)","v":0},{"$f":"IFERROR(IF(J$117=1,'K09'!$O110,0),0)","v":0},{"$f":"IFERROR(IF(K$117=1,'K10'!$O110,0),0)","v":0},0,{"$f":"IFERROR(IF(M$117=1,'K01'!P110,0),0)","v":0},{"$f":"IFERROR(IF(N$117=1,'K02'!$P110,0),0)","v":0},{"$f":"IFERROR(IF(O$117=1,'K03'!$P110,0),0)","v":0},{"$f":"IFERROR(IF(P$117=1,'K04'!$P110,0),0)","v":0},{"$f":"IFERROR(IF(Q$117=1,'K05'!$P110,0),0)","v":0},{"$f":"IFERROR(IF(R$117=1,'K06'!$P110,0),0)","v":0},{"$f":"IFERROR(IF(S$117=1,'K07'!$P110,0),0)","v":0},{"$f":"IFERROR(IF(T$117=1,'K08'!$P110,0),0)","v":0},{"$f":"IFERROR(IF(U$117=1,'K09'!$P110,0),0)","v":0},{"$f":"IFERROR(IF(V$117=1,'K10'!$P110,0),0)","v":0},0]
[17,{"$f":"IFERROR(IF(B$117=1,'K01'!$O111,0),0)","v":0},{"$f":"IFERROR(IF(C$117=1,'K02'!$O111,0),0)","v":0},{"$f":"IFERROR(IF(D$117=1,'K03'!$O111,0),0)","v":0},{"$f":"IFERROR(IF(E$117=1,'K04'!$O111,0),0)","v":0},{"$f":"IFERROR(IF(F$117=1,'K05'!$O111,0),0)","v":0},{"$f":"IFERROR(IF(G$117=1,'K06'!$O111,0),0)","v":0},{"$f":"IFERROR(IF(H$117=1,'K07'!$O111,0),0)","v":0},{"$f":"IFERROR(IF(I$117=1,'K08'!$O111,0),0)","v":0},{"$f":"IFERROR(IF(J$117=1,'K09'!$O111,0),0)","v":0},{"$f":"IFERROR(IF(K$117=1,'K10'!$O111,0),0)","v":0},0,{"$f":"IFERROR(IF(M$117=1,'K01'!P111,0),0)","v":0},{"$f":"IFERROR(IF(N$117=1,'K02'!$P111,0),0)","v":0},{"$f":"IFERROR(IF(O$117=1,'K03'!$P111,0),0)","v":0},{"$f":"IFERROR(IF(P$117=1,'K04'!$P111,0),0)","v":0},{"$f":"IFERROR(IF(Q$117=1,'K05'!$P111,0),0)","v":0},{"$f":"IFERROR(IF(R$117=1,'K06'!$P111,0),0)","v":0},{"$f":"IFERROR(IF(S$117=1,'K07'!$P111,0),0)","v":0},{"$f":"IFERROR(IF(T$117=1,'K08'!$P111,0),0)","v":0},{"$f":"IFERROR(IF(U$117=1,'K09'!$P111,0),0)","v":0},{"$f":"IFERROR(IF(V$117=1,'K10'!$P111,0),0)","v":0},0]
[18,{"$f":"IFERROR(IF(B$117=1,'K01'!$O112,0),0)","v":0},{"$f":"IFERROR(IF(C$117=1,'K02'!$O112,0),0)","v":0},{"$f":"IFERROR(IF(D$117=1,'K03'!$O112,0),0)","v":0},{"$f":"IFERROR(IF(E$117=1,'K04'!$O112,0),0)","v":0},{"$f":"IFERROR(IF(F$117=1,'K05'!$O112,0),0)","v":0},{"$f":"IFERROR(IF(G$117=1,'K06'!$O112,0),0)","v":0},{"$f":"IFERROR(IF(H$117=1,'K07'!$O112,0),0)","v":0},{"$f":"IFERROR(IF(I$117=1,'K08'!$O112,0),0)","v":0},{"$f":"IFERROR(IF(J$117=1,'K09'!$O112,0),0)","v":0},{"$f":"IFERROR(IF(K$117=1,'K10'!$O112,0),0)","v":0},0,{"$f":"IFERROR(IF(M$117=1,'K01'!P112,0),0)","v":0},{"$f":"IFERROR(IF(N$117=1,'K02'!$P112,0),0)","v":0},{"$f":"IFERROR(IF(O$117=1,'K03'!$P112,0),0)","v":0},{"$f":"IFERROR(IF(P$117=1,'K04'!$P112,0),0)","v":0},{"$f":"IFERROR(IF(Q$117=1,'K05'!$P112,0),0)","v":0},{"$f":"IFERROR(IF(R$117=1,'K06'!$P112,0),0)","v":0},{"$f":"IFERROR(IF(S$117=1,'K07'!$P112,0),0)","v":0},{"$f":"IFERROR(IF(T$117=1,'K08'!$P112,0),0)","v":0},{"$f":"IFERROR(IF(U$117=1,'K09'!$P112,0),0)","v":0},{"$f":"IFERROR(IF(V$117=1,'K10'!$P112,0),0)","v":0},0]
[19,{"$f":"IFERROR(IF(B$117=1,'K01'!$O113,0),0)","v":0},{"$f":"IFERROR(IF(C$117=1,'K02'!$O113,0),0)","v":0},{"$f":"IFERROR(IF(D$117=1,'K03'!$O113,0),0)","v":0},{"$f":"IFERROR(IF(E$117=1,'K04'!$O113,0),0)","v":0},{"$f":"IFERROR(IF(F$117=1,'K05'!$O113,0),0)","v":0},{"$f":"IFERROR(IF(G$117=1,'K06'!$O113,0),0)","v":0},{"$f":"IFERROR(IF(H$117=1,'K07'!$O113,0),0)","v":0},{"$f":"IFERROR(IF(I$117=1,'K08'!$O113,0),0)","v":0},{"$f":"IFERROR(IF(J$117=1,'K09'!$O113,0),0)","v":0},{"$f":"IFERROR(IF(K$117=1,'K10'!$O113,0),0)","v":0},0,{"$f":"IFERROR(IF(M$117=1,'K01'!P113,0),0)","v":0},{"$f":"IFERROR(IF(N$117=1,'K02'!$P113,0),0)","v":0},{"$f":"IFERROR(IF(O$117=1,'K03'!$P113,0),0)","v":0},{"$f":"IFERROR(IF(P$117=1,'K04'!$P113,0),0)","v":0},{"$f":"IFERROR(IF(Q$117=1,'K05'!$P113,0),0)","v":0},{"$f":"IFERROR(IF(R$117=1,'K06'!$P113,0),0)","v":0},{"$f":"IFERROR(IF(S$117=1,'K07'!$P113,0),0)","v":0},{"$f":"IFERROR(IF(T$117=1,'K08'!$P113,0),0)","v":0},{"$f":"IFERROR(IF(U$117=1,'K09'!$P113,0),0)","v":0},{"$f":"IFERROR(IF(V$117=1,'K10'!$P113,0),0)","v":0},0]
[20,{"$f":"IFERROR(IF(B$117=1,'K01'!$O114,0),0)","v":0},{"$f":"IFERROR(IF(C$117=1,'K02'!$O114,0),0)","v":0},{"$f":"IFERROR(IF(D$117=1,'K03'!$O114,0),0)","v":0},{"$f":"IFERROR(IF(E$117=1,'K04'!$O114,0),0)","v":0},{"$f":"IFERROR(IF(F$117=1,'K05'!$O114,0),0)","v":0},{"$f":"IFERROR(IF(G$117=1,'K06'!$O114,0),0)","v":0},{"$f":"IFERROR(IF(H$117=1,'K07'!$O114,0),0)","v":0},{"$f":"IFERROR(IF(I$117=1,'K08'!$O114,0),0)","v":0},{"$f":"IFERROR(IF(J$117=1,'K09'!$O114,0),0)","v":0},{"$f":"IFERROR(IF(K$117=1,'K10'!$O114,0),0)","v":0},0,{"$f":"IFERROR(IF(M$117=1,'K01'!P114,0),0)","v":0},{"$f":"IFERROR(IF(N$117=1,'K02'!$P114,0),0)","v":0},{"$f":"IFERROR(IF(O$117=1,'K03'!$P114,0),0)","v":0},{"$f":"IFERROR(IF(P$117=1,'K04'!$P114,0),0)","v":0},{"$f":"IFERROR(IF(Q$117=1,'K05'!$P114,0),0)","v":0},{"$f":"IFERROR(IF(R$117=1,'K06'!$P114,0),0)","v":0},{"$f":"IFERROR(IF(S$117=1,'K07'!$P114,0),0)","v":0},{"$f":"IFERROR(IF(T$117=1,'K08'!$P114,0),0)","v":0},{"$f":"IFERROR(IF(U$117=1,'K09'!$P114,0),0)","v":0},{"$f":"IFERROR(IF(V$117=1,'K10'!$P114,0),0)","v":0},0]
[21,{"$f":"IFERROR(IF(B$117=1,'K01'!$O115,0),0)","v":0},{"$f":"IFERROR(IF(C$117=1,'K02'!$O115,0),0)","v":0},{"$f":"IFERROR(IF(D$117=1,'K03'!$O115,0),0)","v":0},{"$f":"IFERROR(IF(E$117=1,'K04'!$O115,0),0)","v":0},{"$f":"IFERROR(IF(F$117=1,'K05'!$O115,0),0)","v":0},{"$f":"IFERROR(IF(G$117=1,'K06'!$O115,0),0)","v":0},{"$f":"IFERROR(IF(H$117=1,'K07'!$O115,0),0)","v":0},{"$f":"IFERROR(IF(I$117=1,'K08'!$O115,0),0)","v":0},{"$f":"IFERROR(IF(J$117=1,'K09'!$O115,0),0)","v":0},{"$f":"IFERROR(IF(K$117=1,'K10'!$O115,0),0)","v":0},0,{"$f":"IFERROR(IF(M$117=1,'K01'!P115,0),0)","v":0},{"$f":"IFERROR(IF(N$117=1,'K02'!$P115,0),0)","v":0},{"$f":"IFERROR(IF(O$117=1,'K03'!$P115,0),0)","v":0},{"$f":"IFERROR(IF(P$117=1,'K04'!$P115,0),0)","v":0},{"$f":"IFERROR(IF(Q$117=1,'K05'!$P115,0),0)","v":0},{"$f":"IFERROR(IF(R$117=1,'K06'!$P115,0),0)","v":0},{"$f":"IFERROR(IF(S$117=1,'K07'!$P115,0),0)","v":0},{"$f":"IFERROR(IF(T$117=1,'K08'!$P115,0),0)","v":0},{"$f":"IFERROR(IF(U$117=1,'K09'!$P115,0),0)","v":0},{"$f":"IFERROR(IF(V$117=1,'K10'!$P115,0),0)","v":0},0]
[22,{"$f":"IFERROR(IF(B$117=1,'K01'!$O116,0),0)","v":0},{"$f":"IFERROR(IF(C$117=1,'K02'!$O116,0),0)","v":0},{"$f":"IFERROR(IF(D$117=1,'K03'!$O116,0),0)","v":0},{"$f":"IFERROR(IF(E$117=1,'K04'!$O116,0),0)","v":0},{"$f":"IFERROR(IF(F$117=1,'K05'!$O116,0),0)","v":0},{"$f":"IFERROR(IF(G$117=1,'K06'!$O116,0),0)","v":0},{"$f":"IFERROR(IF(H$117=1,'K07'!$O116,0),0)","v":0},{"$f":"IFERROR(IF(I$117=1,'K08'!$O116,0),0)","v":0},{"$f":"IFERROR(IF(J$117=1,'K09'!$O116,0),0)","v":0},{"$f":"IFERROR(IF(K$117=1,'K10'!$O116,0),0)","v":0},0,{"$f":"IFERROR(IF(M$117=1,'K01'!P116,0),0)","v":0},{"$f":"IFERROR(IF(N$117=1,'K02'!$P116,0),0)","v":0},{"$f":"IFERROR(IF(O$117=1,'K03'!$P116,0),0)","v":0},{"$f":"IFERROR(IF(P$117=1,'K04'!$P116,0),0)","v":0},{"$f":"IFERROR(IF(Q$117=1,'K05'!$P116,0),0)","v":0},{"$f":"IFERROR(IF(R$117=1,'K06'!$P116,0),0)","v":0},{"$f":"IFERROR(IF(S$117=1,'K07'!$P116,0),0)","v":0},{"$f":"IFERROR(IF(T$117=1,'K08'!$P116,0),0)","v":0},{"$f":"IFERROR(IF(U$117=1,'K09'!$P116,0),0)","v":0},{"$f":"IFERROR(IF(V$117=1,'K10'!$P116,0),0)","v":0},0]
[23,{"$f":"IFERROR(IF(B$117=1,'K01'!$O117,0),0)","v":0},{"$f":"IFERROR(IF(C$117=1,'K02'!$O117,0),0)","v":0},{"$f":"IFERROR(IF(D$117=1,'K03'!$O117,0),0)","v":0},{"$f":"IFERROR(IF(E$117=1,'K04'!$O117,0),0)","v":0},{"$f":"IFERROR(IF(F$117=1,'K05'!$O117,0),0)","v":0},{"$f":"IFERROR(IF(G$117=1,'K06'!$O117,0),0)","v":0},{"$f":"IFERROR(IF(H$117=1,'K07'!$O117,0),0)","v":0},{"$f":"IFERROR(IF(I$117=1,'K08'!$O117,0),0)","v":0},{"$f":"IFERROR(IF(J$117=1,'K09'!$O117,0),0)","v":0},{"$f":"IFERROR(IF(K$117=1,'K10'!$O117,0),0)","v":0},0,{"$f":"IFERROR(IF(M$117=1,'K01'!P117,0),0)","v":0},{"$f":"IFERROR(IF(N$117=1,'K02'!$P117,0),0)","v":0},{"$f":"IFERROR(IF(O$117=1,'K03'!$P117,0),0)","v":0},{"$f":"IFERROR(IF(P$117=1,'K04'!$P117,0),0)","v":0},{"$f":"IFERROR(IF(Q$117=1,'K05'!$P117,0),0)","v":0},{"$f":"IFERROR(IF(R$117=1,'K06'!$P117,0),0)","v":0},{"$f":"IFERROR(IF(S$117=1,'K07'!$P117,0),0)","v":0},{"$f":"IFERROR(IF(T$117=1,'K08'!$P117,0),0)","v":0},{"$f":"IFERROR(IF(U$117=1,'K09'!$P117,0),0)","v":0},{"$f":"IFERROR(IF(V$117=1,'K10'!$P117,0),0)","v":0},0]
[24,{"$f":"IFERROR(IF(B$117=1,'K01'!$O118,0),0)","v":0},{"$f":"IFERROR(IF(C$117=1,'K02'!$O118,0),0)","v":0},{"$f":"IFERROR(IF(D$117=1,'K03'!$O118,0),0)","v":0},{"$f":"IFERROR(IF(E$117=1,'K04'!$O118,0),0)","v":0},{"$f":"IFERROR(IF(F$117=1,'K05'!$O118,0),0)","v":0},{"$f":"IFERROR(IF(G$117=1,'K06'!$O118,0),0)","v":0},{"$f":"IFERROR(IF(H$117=1,'K07'!$O118,0),0)","v":0},{"$f":"IFERROR(IF(I$117=1,'K08'!$O118,0),0)","v":0},{"$f":"IFERROR(IF(J$117=1,'K09'!$O118,0),0)","v":0},{"$f":"IFERROR(IF(K$117=1,'K10'!$O118,0),0)","v":0},0,{"$f":"IFERROR(IF(M$117=1,'K01'!P118,0),0)","v":0},{"$f":"IFERROR(IF(N$117=1,'K02'!$P118,0),0)","v":0},{"$f":"IFERROR(IF(O$117=1,'K03'!$P118,0),0)","v":0},{"$f":"IFERROR(IF(P$117=1,'K04'!$P118,0),0)","v":0},{"$f":"IFERROR(IF(Q$117=1,'K05'!$P118,0),0)","v":0},{"$f":"IFERROR(IF(R$117=1,'K06'!$P118,0),0)","v":0},{"$f":"IFERROR(IF(S$117=1,'K07'!$P118,0),0)","v":0},{"$f":"IFERROR(IF(T$117=1,'K08'!$P118,0),0)","v":0},{"$f":"IFERROR(IF(U$117=1,'K09'!$P118,0),0)","v":0},{"$f":"IFERROR(IF(V$117=1,'K10'!$P118,0),0)","v":0},0]
[25,{"$f":"IFERROR(IF(B$117=1,'K01'!$O119,0),0)","v":0},{"$f":"IFERROR(IF(C$117=1,'K02'!$O119,0),0)","v":0},{"$f":"IFERROR(IF(D$117=1,'K03'!$O119,0),0)","v":0},{"$f":"IFERROR(IF(E$117=1,'K04'!$O119,0),0)","v":0},{"$f":"IFERROR(IF(F$117=1,'K05'!$O119,0),0)","v":0},{"$f":"IFERROR(IF(G$117=1,'K06'!$O119,0),0)","v":0},{"$f":"IFERROR(IF(H$117=1,'K07'!$O119,0),0)","v":0},{"$f":"IFERROR(IF(I$117=1,'K08'!$O119,0),0)","v":0},{"$f":"IFERROR(IF(J$117=1,'K09'!$O119,0),0)","v":0},{"$f":"IFERROR(IF(K$117=1,'K10'!$O119,0),0)","v":0},0,{"$f":"IFERROR(IF(M$117=1,'K01'!P119,0),0)","v":0},{"$f":"IFERROR(IF(N$117=1,'K02'!$P119,0),0)","v":0},{"$f":"IFERROR(IF(O$117=1,'K03'!$P119,0),0)","v":0},{"$f":"IFERROR(IF(P$117=1,'K04'!$P119,0),0)","v":0},{"$f":"IFERROR(IF(Q$117=1,'K05'!$P119,0),0)","v":0},{"$f":"IFERROR(IF(R$117=1,'K06'!$P119,0),0)","v":0},{"$f":"IFERROR(IF(S$117=1,'K07'!$P119,0),0)","v":0},{"$f":"IFERROR(IF(T$117=1,'K08'!$P119,0),0)","v":0},{"$f":"IFERROR(IF(U$117=1,'K09'!$P119,0),0)","v":0},{"$f":"IFERROR(IF(V$117=1,'K10'!$P119,0),0)","v":0},0]
[26,{"$f":"IFERROR(IF(B$117=1,'K01'!$O120,0),0)","v":0},{"$f":"IFERROR(IF(C$117=1,'K02'!$O120,0),0)","v":0},{"$f":"IFERROR(IF(D$117=1,'K03'!$O120,0),0)","v":0},{"$f":"IFERROR(IF(E$117=1,'K04'!$O120,0),0)","v":0},{"$f":"IFERROR(IF(F$117=1,'K05'!$O120,0),0)","v":0},{"$f":"IFERROR(IF(G$117=1,'K06'!$O120,0),0)","v":0},{"$f":"IFERROR(IF(H$117=1,'K07'!$O120,0),0)","v":0},{"$f":"IFERROR(IF(I$117=1,'K08'!$O120,0),0)","v":0},{"$f":"IFERROR(IF(J$117=1,'K09'!$O120,0),0)","v":0},{"$f":"IFERROR(IF(K$117=1,'K10'!$O120,0),0)","v":0},0,{"$f":"IFERROR(IF(M$117=1,'K01'!P120,0),0)","v":0},{"$f":"IFERROR(IF(N$117=1,'K02'!$P120,0),0)","v":0},{"$f":"IFERROR(IF(O$117=1,'K03'!$P120,0),0)","v":0},{"$f":"IFERROR(IF(P$117=1,'K04'!$P120,0),0)","v":0},{"$f":"IFERROR(IF(Q$117=1,'K05'!$P120,0),0)","v":0},{"$f":"IFERROR(IF(R$117=1,'K06'!$P120,0),0)","v":0},{"$f":"IFERROR(IF(S$117=1,'K07'!$P120,0),0)","v":0},{"$f":"IFERROR(IF(T$117=1,'K08'!$P120,0),0)","v":0},{"$f":"IFERROR(IF(U$117=1,'K09'!$P120,0),0)","v":0},{"$f":"IFERROR(IF(V$117=1,'K10'!$P120,0),0)","v":0},0]
[27,{"$f":"IFERROR(IF(B$117=1,'K01'!$O121,0),0)","v":0},{"$f":"IFERROR(IF(C$117=1,'K02'!$O121,0),0)","v":0},{"$f":"IFERROR(IF(D$117=1,'K03'!$O121,0),0)","v":0},{"$f":"IFERROR(IF(E$117=1,'K04'!$O121,0),0)","v":0},{"$f":"IFERROR(IF(F$117=1,'K05'!$O121,0),0)","v":0},{"$f":"IFERROR(IF(G$117=1,'K06'!$O121,0),0)","v":0},{"$f":"IFERROR(IF(H$117=1,'K07'!$O121,0),0)","v":0},{"$f":"IFERROR(IF(I$117=1,'K08'!$O121,0),0)","v":0},{"$f":"IFERROR(IF(J$117=1,'K09'!$O121,0),0)","v":0},{"$f":"IFERROR(IF(K$117=1,'K10'!$O121,0),0)","v":0},0,{"$f":"IFERROR(IF(M$117=1,'K01'!P121,0),0)","v":0},{"$f":"IFERROR(IF(N$117=1,'K02'!$P121,0),0)","v":0},{"$f":"IFERROR(IF(O$117=1,'K03'!$P121,0),0)","v":0},{"$f":"IFERROR(IF(P$117=1,'K04'!$P121,0),0)","v":0},{"$f":"IFERROR(IF(Q$117=1,'K05'!$P121,0),0)","v":0},{"$f":"IFERROR(IF(R$117=1,'K06'!$P121,0),0)","v":0},{"$f":"IFERROR(IF(S$117=1,'K07'!$P121,0),0)","v":0},{"$f":"IFERROR(IF(T$117=1,'K08'!$P121,0),0)","v":0},{"$f":"IFERROR(IF(U$117=1,'K09'!$P121,0),0)","v":0},{"$f":"IFERROR(IF(V$117=1,'K10'!$P121,0),0)","v":0},0]
[28,{"$f":"IFERROR(IF(B$117=1,'K01'!$O122,0),0)","v":0},{"$f":"IFERROR(IF(C$117=1,'K02'!$O122,0),0)","v":0},{"$f":"IFERROR(IF(D$117=1,'K03'!$O122,0),0)","v":0},{"$f":"IFERROR(IF(E$117=1,'K04'!$O122,0),0)","v":0},{"$f":"IFERROR(IF(F$117=1,'K05'!$O122,0),0)","v":0},{"$f":"IFERROR(IF(G$117=1,'K06'!$O122,0),0)","v":0},{"$f":"IFERROR(IF(H$117=1,'K07'!$O122,0),0)","v":0},{"$f":"IFERROR(IF(I$117=1,'K08'!$O122,0),0)","v":0},{"$f":"IFERROR(IF(J$117=1,'K09'!$O122,0),0)","v":0},{"$f":"IFERROR(IF(K$117=1,'K10'!$O122,0),0)","v":0},0,{"$f":"IFERROR(IF(M$117=1,'K01'!P122,0),0)","v":0},{"$f":"IFERROR(IF(N$117=1,'K02'!$P122,0),0)","v":0},{"$f":"IFERROR(IF(O$117=1,'K03'!$P122,0),0)","v":0},{"$f":"IFERROR(IF(P$117=1,'K04'!$P122,0),0)","v":0},{"$f":"IFERROR(IF(Q$117=1,'K05'!$P122,0),0)","v":0},{"$f":"IFERROR(IF(R$117=1,'K06'!$P122,0),0)","v":0},{"$f":"IFERROR(IF(S$117=1,'K07'!$P122,0),0)","v":0},{"$f":"IFERROR(IF(T$117=1,'K08'!$P122,0),0)","v":0},{"$f":"IFERROR(IF(U$117=1,'K09'!$P122,0),0)","v":0},{"$f":"IFERROR(IF(V$117=1,'K10'!$P122,0),0)","v":0},0]
[29,{"$f":"IFERROR(IF(B$117=1,'K01'!$O123,0),0)","v":0},{"$f":"IFERROR(IF(C$117=1,'K02'!$O123,0),0)","v":0},{"$f":"IFERROR(IF(D$117=1,'K03'!$O123,0),0)","v":0},{"$f":"IFERROR(IF(E$117=1,'K04'!$O123,0),0)","v":0},{"$f":"IFERROR(IF(F$117=1,'K05'!$O123,0),0)","v":0},{"$f":"IFERROR(IF(G$117=1,'K06'!$O123,0),0)","v":0},{"$f":"IFERROR(IF(H$117=1,'K07'!$O123,0),0)","v":0},{"$f":"IFERROR(IF(I$117=1,'K08'!$O123,0),0)","v":0},{"$f":"IFERROR(IF(J$117=1,'K09'!$O123,0),0)","v":0},{"$f":"IFERROR(IF(K$117=1,'K10'!$O123,0),0)","v":0},0,{"$f":"IFERROR(IF(M$117=1,'K01'!P123,0),0)","v":0},{"$f":"IFERROR(IF(N$117=1,'K02'!$P123,0),0)","v":0},{"$f":"IFERROR(IF(O$117=1,'K03'!$P123,0),0)","v":0},{"$f":"IFERROR(IF(P$117=1,'K04'!$P123,0),0)","v":0},{"$f":"IFERROR(IF(Q$117=1,'K05'!$P123,0),0)","v":0},{"$f":"IFERROR(IF(R$117=1,'K06'!$P123,0),0)","v":0},{"$f":"IFERROR(IF(S$117=1,'K07'!$P123,0),0)","v":0},{"$f":"IFERROR(IF(T$117=1,'K08'!$P123,0),0)","v":0},{"$f":"IFERROR(IF(U$117=1,'K09'!$P123,0),0)","v":0},{"$f":"IFERROR(IF(V$117=1,'K10'!$P123,0),0)","v":0},0]
[30,{"$f":"IFERROR(IF(B$117=1,'K01'!$O124,0),0)","v":0},{"$f":"IFERROR(IF(C$117=1,'K02'!$O124,0),0)","v":0},{"$f":"IFERROR(IF(D$117=1,'K03'!$O124,0),0)","v":0},{"$f":"IFERROR(IF(E$117=1,'K04'!$O124,0),0)","v":0},{"$f":"IFERROR(IF(F$117=1,'K05'!$O124,0),0)","v":0},{"$f":"IFERROR(IF(G$117=1,'K06'!$O124,0),0)","v":0},{"$f":"IFERROR(IF(H$117=1,'K07'!$O124,0),0)","v":0},{"$f":"IFERROR(IF(I$117=1,'K08'!$O124,0),0)","v":0},{"$f":"IFERROR(IF(J$117=1,'K09'!$O124,0),0)","v":0},{"$f":"IFERROR(IF(K$117=1,'K10'!$O124,0),0)","v":0},0,{"$f":"IFERROR(IF(M$117=1,'K01'!P124,0),0)","v":0},{"$f":"IFERROR(IF(N$117=1,'K02'!$P124,0),0)","v":0},{"$f":"IFERROR(IF(O$117=1,'K03'!$P124,0),0)","v":0},{"$f":"IFERROR(IF(P$117=1,'K04'!$P124,0),0)","v":0},{"$f":"IFERROR(IF(Q$117=1,'K05'!$P124,0),0)","v":0},{"$f":"IFERROR(IF(R$117=1,'K06'!$P124,0),0)","v":0},{"$f":"IFERROR(IF(S$117=1,'K07'!$P124,0),0)","v":0},{"$f":"IFERROR(IF(T$117=1,'K08'!$P124,0),0)","v":0},{"$f":"IFERROR(IF(U$117=1,'K09'!$P124,0),0)","v":0},{"$f":"IFERROR(IF(V$117=1,'K10'!$P124,0),0)","v":0},0]
[31,{"$f":"IFERROR(IF(B$117=1,'K01'!$O125,0),0)","v":0},{"$f":"IFERROR(IF(C$117=1,'K02'!$O125,0),0)","v":0},{"$f":"IFERROR(IF(D$117=1,'K03'!$O125,0),0)","v":0},{"$f":"IFERROR(IF(E$117=1,'K04'!$O125,0),0)","v":0},{"$f":"IFERROR(IF(F$117=1,'K05'!$O125,0),0)","v":0},{"$f":"IFERROR(IF(G$117=1,'K06'!$O125,0),0)","v":0},{"$f":"IFERROR(IF(H$117=1,'K07'!$O125,0),0)","v":0},{"$f":"IFERROR(IF(I$117=1,'K08'!$O125,0),0)","v":0},{"$f":"IFERROR(IF(J$117=1,'K09'!$O125,0),0)","v":0},{"$f":"IFERROR(IF(K$117=1,'K10'!$O125,0),0)","v":0},0,{"$f":"IFERROR(IF(M$117=1,'K01'!P125,0),0)","v":0},{"$f":"IFERROR(IF(N$117=1,'K02'!$P125,0),0)","v":0},{"$f":"IFERROR(IF(O$117=1,'K03'!$P125,0),0)","v":0},{"$f":"IFERROR(IF(P$117=1,'K04'!$P125,0),0)","v":0},{"$f":"IFERROR(IF(Q$117=1,'K05'!$P125,0),0)","v":0},{"$f":"IFERROR(IF(R$117=1,'K06'!$P125,0),0)","v":0},{"$f":"IFERROR(IF(S$117=1,'K07'!$P125,0),0)","v":0},{"$f":"IFERROR(IF(T$117=1,'K08'!$P125,0),0)","v":0},{"$f":"IFERROR(IF(U$117=1,'K09'!$P125,0),0)","v":0},{"$f":"IFERROR(IF(V$117=1,'K10'!$P125,0),0)","v":0},0]
[32,{"$f":"IFERROR(IF(B$117=1,'K01'!$O126,0),0)","v":0},{"$f":"IFERROR(IF(C$117=1,'K02'!$O126,0),0)","v":0},{"$f":"IFERROR(IF(D$117=1,'K03'!$O126,0),0)","v":0},{"$f":"IFERROR(IF(E$117=1,'K04'!$O126,0),0)","v":0},{"$f":"IFERROR(IF(F$117=1,'K05'!$O126,0),0)","v":0},{"$f":"IFERROR(IF(G$117=1,'K06'!$O126,0),0)","v":0},{"$f":"IFERROR(IF(H$117=1,'K07'!$O126,0),0)","v":0},{"$f":"IFERROR(IF(I$117=1,'K08'!$O126,0),0)","v":0},{"$f":"IFERROR(IF(J$117=1,'K09'!$O126,0),0)","v":0},{"$f":"IFERROR(IF(K$117=1,'K10'!$O126,0),0)","v":0},0,{"$f":"IFERROR(IF(M$117=1,'K01'!P126,0),0)","v":0},{"$f":"IFERROR(IF(N$117=1,'K02'!$P126,0),0)","v":0},{"$f":"IFERROR(IF(O$117=1,'K03'!$P126,0),0)","v":0},{"$f":"IFERROR(IF(P$117=1,'K04'!$P126,0),0)","v":0},{"$f":"IFERROR(IF(Q$117=1,'K05'!$P126,0),0)","v":0},{"$f":"IFERROR(IF(R$117=1,'K06'!$P126,0),0)","v":0},{"$f":"IFERROR(IF(S$117=1,'K07'!$P126,0),0)","v":0},{"$f":"IFERROR(IF(T$117=1,'K08'!$P126,0),0)","v":0},{"$f":"IFERROR(IF(U$117=1,'K09'!$P126,0),0)","v":0},{"$f":"IFERROR(IF(V$117=1,'K10'!$P126,0),0)","v":0},0]
[33,{"$f":"IFERROR(IF(B$117=1,'K01'!$O127,0),0)","v":0},{"$f":"IFERROR(IF(C$117=1,'K02'!$O127,0),0)","v":0},{"$f":"IFERROR(IF(D$117=1,'K03'!$O127,0),0)","v":0},{"$f":"IFERROR(IF(E$117=1,'K04'!$O127,0),0)","v":0},{"$f":"IFERROR(IF(F$117=1,'K05'!$O127,0),0)","v":0},{"$f":"IFERROR(IF(G$117=1,'K06'!$O127,0),0)","v":0},{"$f":"IFERROR(IF(H$117=1,'K07'!$O127,0),0)","v":0},{"$f":"IFERROR(IF(I$117=1,'K08'!$O127,0),0)","v":0},{"$f":"IFERROR(IF(J$117=1,'K09'!$O127,0),0)","v":0},{"$f":"IFERROR(IF(K$117=1,'K10'!$O127,0),0)","v":0},0,{"$f":"IFERROR(IF(M$117=1,'K01'!P127,0),0)","v":0},{"$f":"IFERROR(IF(N$117=1,'K02'!$P127,0),0)","v":0},{"$f":"IFERROR(IF(O$117=1,'K03'!$P127,0),0)","v":0},{"$f":"IFERROR(IF(P$117=1,'K04'!$P127,0),0)","v":0},{"$f":"IFERROR(IF(Q$117=1,'K05'!$P127,0),0)","v":0},{"$f":"IFERROR(IF(R$117=1,'K06'!$P127,0),0)","v":0},{"$f":"IFERROR(IF(S$117=1,'K07'!$P127,0),0)","v":0},{"$f":"IFERROR(IF(T$117=1,'K08'!$P127,0),0)","v":0},{"$f":"IFERROR(IF(U$117=1,'K09'!$P127,0),0)","v":0},{"$f":"IFERROR(IF(V$117=1,'K10'!$P127,0),0)","v":0},0]
[34,{"$f":"IFERROR(IF(B$117=1,'K01'!$O128,0),0)","v":0},{"$f":"IFERROR(IF(C$117=1,'K02'!$O128,0),0)","v":0},{"$f":"IFERROR(IF(D$117=1,'K03'!$O128,0),0)","v":0},{"$f":"IFERROR(IF(E$117=1,'K04'!$O128,0),0)","v":0},{"$f":"IFERROR(IF(F$117=1,'K05'!$O128,0),0)","v":0},{"$f":"IFERROR(IF(G$117=1,'K06'!$O128,0),0)","v":0},{"$f":"IFERROR(IF(H$117=1,'K07'!$O128,0),0)","v":0},{"$f":"IFERROR(IF(I$117=1,'K08'!$O128,0),0)","v":0},{"$f":"IFERROR(IF(J$117=1,'K09'!$O128,0),0)","v":0},{"$f":"IFERROR(IF(K$117=1,'K10'!$O128,0),0)","v":0},0,{"$f":"IFERROR(IF(M$117=1,'K01'!P128,0),0)","v":0},{"$f":"IFERROR(IF(N$117=1,'K02'!$P128,0),0)","v":0},{"$f":"IFERROR(IF(O$117=1,'K03'!$P128,0),0)","v":0},{"$f":"IFERROR(IF(P$117=1,'K04'!$P128,0),0)","v":0},{"$f":"IFERROR(IF(Q$117=1,'K05'!$P128,0),0)","v":0},{"$f":"IFERROR(IF(R$117=1,'K06'!$P128,0),0)","v":0},{"$f":"IFERROR(IF(S$117=1,'K07'!$P128,0),0)","v":0},{"$f":"IFERROR(IF(T$117=1,'K08'!$P128,0),0)","v":0},{"$f":"IFERROR(IF(U$117=1,'K09'!$P128,0),0)","v":0},{"$f":"IFERROR(IF(V$117=1,'K10'!$P128,0),0)","v":0},0]
[35,{"$f":"IFERROR(IF(B$117=1,'K01'!$O129,0),0)","v":0},{"$f":"IFERROR(IF(C$117=1,'K02'!$O129,0),0)","v":0},{"$f":"IFERROR(IF(D$117=1,'K03'!$O129,0),0)","v":0},{"$f":"IFERROR(IF(E$117=1,'K04'!$O129,0),0)","v":0},{"$f":"IFERROR(IF(F$117=1,'K05'!$O129,0),0)","v":0},{"$f":"IFERROR(IF(G$117=1,'K06'!$O129,0),0)","v":0},{"$f":"IFERROR(IF(H$117=1,'K07'!$O129,0),0)","v":0},{"$f":"IFERROR(IF(I$117=1,'K08'!$O129,0),0)","v":0},{"$f":"IFERROR(IF(J$117=1,'K09'!$O129,0),0)","v":0},{"$f":"IFERROR(IF(K$117=1,'K10'!$O129,0),0)","v":0},0,{"$f":"IFERROR(IF(M$117=1,'K01'!P129,0),0)","v":0},{"$f":"IFERROR(IF(N$117=1,'K02'!$P129,0),0)","v":0},{"$f":"IFERROR(IF(O$117=1,'K03'!$P129,0),0)","v":0},{"$f":"IFERROR(IF(P$117=1,'K04'!$P129,0),0)","v":0},{"$f":"IFERROR(IF(Q$117=1,'K05'!$P129,0),0)","v":0},{"$f":"IFERROR(IF(R$117=1,'K06'!$P129,0),0)","v":0},{"$f":"IFERROR(IF(S$117=1,'K07'!$P129,0),0)","v":0},{"$f":"IFERROR(IF(T$117=1,'K08'!$P129,0),0)","v":0},{"$f":"IFERROR(IF(U$117=1,'K09'!$P129,0),0)","v":0},{"$f":"IFERROR(IF(V$117=1,'K10'!$P129,0),0)","v":0},0]
[null,null,null,null,null,null,null,null,null,null,null,{"$f":"SUM(L185:L245)","v":0},null,null,null,null,null,null,null,null,null,null,{"$f":"SUM(W185:W245)","v":0}]
[]
["Geforderte Vorlauftemperaturen Gruppen"]
[{"$f":"A183","v":"Tab"},"Gruppe 1","Gruppe 2","Gruppe 3","Gruppe 4","Gruppe 5","Gruppe 6","Gruppe 7","Gruppe 8","Gruppe 9","Gruppe 10","Min. Gr. 1-10","Gruppe 1","Gruppe 2","Gruppe 3","Gruppe 4","Gruppe 5","Gruppe 6","Gruppe 7","Gruppe 8","Gruppe 9","Gruppe 10","Min. Gr. 1-10"]
[{"$f":"A184","v":"[°C]"},"[°C]","[°C]","[°C]","[°C]","[°C]","[°C]","[°C]","[°C]","[°C]","[°C]","[°C]","[°C]","[°C]","[°C]","[°C]","[°C]","[°C]","[°C]","[°C]","[°C]","[°C]","[°C]"]
[]
[{"$f":"A185","v":-25},{"$f":"IFERROR(IF(B$117=1,'K01'!Q69,\"\"),\"\")","v":""},{"$f":"IFERROR(IF(C$117=1,'K02'!Q69,\"\"),\"\")","v":""},{"$f":"IFERROR(IF(D$117=1,'K03'!Q69,\"\"),\"\")","v":""},{"$f":"IFERROR(IF(E$117=1,'K04'!Q69,\"\"),\"\")","v":""},{"$f":"IFERROR(IF(F$117=1,'K05'!Q69,\"\"),\"\")","v":""},{"$f":"IFERROR(IF(G$117=1,'K06'!Q69,\"\"),\"\")","v":""},{"$f":"IFERROR(IF(H$117=1,'K07'!Q69,\"\"),\"\")","v":""},{"$f":"IFERROR(IF(I$117=1,'K08'!Q69,\"\"),\"\")","v":""},{"$f":"IFERROR(IF(J$117=1,'K09'!Q69,\"\"),\"\")","v":""},{"$f":"IFERROR(IF(K$117=1,'K10'!Q69,\"\"),\"\")","v":""},{"$f":"MIN(B252:K252)","v":0},{"$f":"IFERROR(IF(M$117=1,'K01'!$R69,\"\"),\"\")","v":""},{"$f":"IFERROR(IF(N$117=1,'K02'!$R69,\"\"),\"\")","v":""},{"$f":"IFERROR(IF(O$117=1,'K03'!$R69,\"\"),\"\")","v":""},{"$f":"IFERROR(IF(P$117=1,'K04'!$R69,\"\"),\"\")","v":""},{"$f":"IFERROR(IF(Q$117=1,'K05'!$R69,\"\"),\"\")","v":""},{"$f":"IFERROR(IF(R$117=1,'K06'!$R69,\"\"),\"\")","v":""},{"$f":"IFERROR(IF(S$117=1,'K07'!$R69,\"\"),\"\")","v":""},{"$f":"IFERROR(IF(T$117=1,'K08'!$R69,\"\"),\"\")","v":""},{"$f":"IFERROR(IF(U$117=1,'K09'!$R69,\"\"),\"\")","v":""},{"$f":"IFERROR(IF(V$117=1,'K10'!$R69,\"\"),\"\")","v":""},{"$f":"MIN(M252:V252)","v":0}]
[{"$f":"A186","v":-24},{"$f":"IFERROR(IF(B$117=1,'K01'!Q70,\"\"),\"\")","v":""},{"$f":"IFERROR(IF(C$117=1,'K02'!Q70,\"\"),\"\")","v":""},{"$f":"IFERROR(IF(D$117=1,'K03'!Q70,\"\"),\"\")","v":""},{"$f":"IFERROR(IF(E$117=1,'K04'!Q70,\"\"),\"\")","v":""},{"$f":"IFERROR(IF(F$117=1,'K05'!Q70,\"\"),\"\")","v":""},{"$f":"IFERROR(IF(G$117=1,'K06'!Q70,\"\"),\"\")","v":""},{"$f":"IFERROR(IF(H$117=1,'K07'!Q70,\"\"),\"\")","v":""},{"$f":"IFERROR(IF(I$117=1,'K08'!Q70,\"\"),\"\")","v":""},{"$f":"IFERROR(IF(J$117=1,'K09'!Q70,\"\"),\"\")","v":""},{"$f":"IFERROR(IF(K$117=1,'K10'!Q70,\"\"),\"\")","v":""},{"$f":"MIN(B253:K253)","v":0},{"$f":"IFERROR(IF(M$117=1,'K01'!$R70,\"\"),\"\")","v":""},{"$f":"IFERROR(IF(N$117=1,'K02'!$R70,\"\"),\"\")","v":""},{"$f":"IFERROR(IF(O$117=1,'K03'!$R70,\"\"),\"\")","v":""},{"$f":"IFERROR(IF(P$117=1,'K04'!$R70,\"\"),\"\")","v":""},{"$f":"IFERROR(IF(Q$117=1,'K05'!$R70,\"\"),\"\")","v":""},{"$f":"IFERROR(IF(R$117=1,'K06'!$R70,\"\"),\"\")","v":""},{"$f":"IFERROR(IF(S$117=1,'K07'!$R70,\"\"),\"\")","v":""},{"$f":"IFERROR(IF(T$117=1,'K08'!$R70,\"\"),\"\")","v":""},{"$f":"IFERROR(IF(U$117=1,'K09'!$R70,\"\"),\"\")","v":""},{"$f":"IFERROR(IF(V$117=1,'K10'!$R70,\"\"),\"\")","v":""},{"$f":"MIN(M253:V253)","v":0}]
[-23,{"$f":"IFERROR(IF(B$117=1,'K01'!Q71,\"\"),\"\")","v":""},{"$f":"IFERROR(IF(C$117=1,'K02'!Q71,\"\"),\"\")","v":""},{"$f":"IFERROR(IF(D$117=1,'K03'!Q71,\"\"),\"\")","v":""},{"$f":"IFERROR(IF(E$117=1,'K04'!Q71,\"\"),\"\")","v":""},{"$f":"IFERROR(IF(F$117=1,'K05'!Q71,\"\"),\"\")","v":""},{"$f":"IFERROR(IF(G$117=1,'K06'!Q71,\"\"),\"\")","v":""},{"$f":"IFERROR(IF(H$117=1,'K07'!Q71,\"\"),\"\")","v":""},{"$f":"IFERROR(IF(I$117=1,'K08'!Q71,\"\"),\"\")","v":""},{"$f":"IFERROR(IF(J$117=1,'K09'!Q71,\"\"),\"\")","v":""},{"$f":"IFERROR(IF(K$117=1,'K10'!Q71,\"\"),\"\")","v":""},0,{"$f":"IFERROR(IF(M$117=1,'K01'!$R71,\"\"),\"\")","v":""},{"$f":"IFERROR(IF(N$117=1,'K02'!$R71,\"\"),\"\")","v":""},{"$f":"IFERROR(IF(O$117=1,'K03'!$R71,\"\"),\"\")","v":""},{"$f":"IFERROR(IF(P$117=1,'K04'!$R71,\"\"),\"\")","v":""},{"$f":"IFERROR(IF(Q$117=1,'K05'!$R71,\"\"),\"\")","v":""},{"$f":"IFERROR(IF(R$117=1,'K06'!$R71,\"\"),\"\")","v":""},{"$f":"IFERROR(IF(S$117=1,'K07'!$R71,\"\"),\"\")","v":""},{"$f":"IFERROR(IF(T$117=1,'K08'!$R71,\"\"),\"\")","v":""},{"$f":"IFERROR(IF(U$117=1,'K09'!$R71,\"\"),\"\")","v":""},{"$f":"IFERROR(IF(V$117=1,'K10'!$R71,\"\"),\"\")","v":""},0]
[-22,{"$f":"IFERROR(IF(B$117=1,'K01'!Q72,\"\"),\"\")","v":""},{"$f":"IFERROR(IF(C$117=1,'K02'!Q72,\"\"),\"\")","v":""},{"$f":"IFERROR(IF(D$117=1,'K03'!Q72,\"\"),\"\")","v":""},{"$f":"IFERROR(IF(E$117=1,'K04'!Q72,\"\"),\"\")","v":""},{"$f":"IFERROR(IF(F$117=1,'K05'!Q72,\"\"),\"\")","v":""},{"$f":"IFERROR(IF(G$117=1,'K06'!Q72,\"\"),\"\")","v":""},{"$f":"IFERROR(IF(H$117=1,'K07'!Q72,\"\"),\"\")","v":""},{"$f":"IFERROR(IF(I$117=1,'K08'!Q72,\"\"),\"\")","v":""},{"$f":"IFERROR(IF(J$117=1,'K09'!Q72,\"\"),\"\")","v":""},{"$f":"IFERROR(IF(K$117=1,'K10'!Q72,\"\"),\"\")","v":""},0,{"$f":"IFERROR(IF(M$117=1,'K01'!$R72,\"\"),\"\")","v":""},{"$f":"IFERROR(IF(N$117=1,'K02'!$R72,\"\"),\"\")","v":""},{"$f":"IFERROR(IF(O$117=1,'K03'!$R72,\"\"),\"\")","v":""},{"$f":"IFERROR(IF(P$117=1,'K04'!$R72,\"\"),\"\")","v":""},{"$f":"IFERROR(IF(Q$117=1,'K05'!$R72,\"\"),\"\")","v":""},{"$f":"IFERROR(IF(R$117=1,'K06'!$R72,\"\"),\"\")","v":""},{"$f":"IFERROR(IF(S$117=1,'K07'!$R72,\"\"),\"\")","v":""},{"$f":"IFERROR(IF(T$117=1,'K08'!$R72,\"\"),\"\")","v":""},{"$f":"IFERROR(IF(U$117=1,'K09'!$R72,\"\"),\"\")","v":""},{"$f":"IFERROR(IF(V$117=1,'K10'!$R72,\"\"),\"\")","v":""},0]
[-21,{"$f":"IFERROR(IF(B$117=1,'K01'!Q73,\"\"),\"\")","v":""},{"$f":"IFERROR(IF(C$117=1,'K02'!Q73,\"\"),\"\")","v":""},{"$f":"IFERROR(IF(D$117=1,'K03'!Q73,\"\"),\"\")","v":""},{"$f":"IFERROR(IF(E$117=1,'K04'!Q73,\"\"),\"\")","v":""},{"$f":"IFERROR(IF(F$117=1,'K05'!Q73,\"\"),\"\")","v":""},{"$f":"IFERROR(IF(G$117=1,'K06'!Q73,\"\"),\"\")","v":""},{"$f":"IFERROR(IF(H$117=1,'K07'!Q73,\"\"),\"\")","v":""},{"$f":"IFERROR(IF(I$117=1,'K08'!Q73,\"\"),\"\")","v":""},{"$f":"IFERROR(IF(J$117=1,'K09'!Q73,\"\"),\"\")","v":""},{"$f":"IFERROR(IF(K$117=1,'K10'!Q73,\"\"),\"\")","v":""},0,{"$f":"IFERROR(IF(M$117=1,'K01'!$R73,\"\"),\"\")","v":""},{"$f":"IFERROR(IF(N$117=1,'K02'!$R73,\"\"),\"\")","v":""},{"$f":"IFERROR(IF(O$117=1,'K03'!$R73,\"\"),\"\")","v":""},{"$f":"IFERROR(IF(P$117=1,'K04'!$R73,\"\"),\"\")","v":""},{"$f":"IFERROR(IF(Q$117=1,'K05'!$R73,\"\"),\"\")","v":""},{"$f":"IFERROR(IF(R$117=1,'K06'!$R73,\"\"),\"\")","v":""},{"$f":"IFERROR(IF(S$117=1,'K07'!$R73,\"\"),\"\")","v":""},{"$f":"IFERROR(IF(T$117=1,'K08'!$R73,\"\"),\"\")","v":""},{"$f":"IFERROR(IF(U$117=1,'K09'!$R73,\"\"),\"\")","v":""},{"$f":"IFERROR(IF(V$117=1,'K10'!$R73,\"\"),\"\")","v":""},0]
[-20,{"$f":"IFERROR(IF(B$117=1,'K01'!Q74,\"\"),\"\")","v":""},{"$f":"IFERROR(IF(C$117=1,'K02'!Q74,\"\"),\"\")","v":""},{"$f":"IFERROR(IF(D$117=1,'K03'!Q74,\"\"),\"\")","v":""},{"$f":"IFERROR(IF(E$117=1,'K04'!Q74,\"\"),\"\")","v":""},{"$f":"IFERROR(IF(F$117=1,'K05'!Q74,\"\"),\"\")","v":""},{"$f":"IFERROR(IF(G$117=1,'K06'!Q74,\"\"),\"\")","v":""},{"$f":"IFERROR(IF(H$117=1,'K07'!Q74,\"\"),\"\")","v":""},{"$f":"IFERROR(IF(I$117=1,'K08'!Q74,\"\"),\"\")","v":""},{"$f":"IFERROR(IF(J$117=1,'K09'!Q74,\"\"),\"\")","v":""},{"$f":"IFERROR(IF(K$117=1,'K10'!Q74,\"\"),\"\")","v":""},0,{"$f":"IFERROR(IF(M$117=1,'K01'!$R74,\"\"),\"\")","v":""},{"$f":"IFERROR(IF(N$117=1,'K02'!$R74,\"\"),\"\")","v":""},{"$f":"IFERROR(IF(O$117=1,'K03'!$R74,\"\"),\"\")","v":""},{"$f":"IFERROR(IF(P$117=1,'K04'!$R74,\"\"),\"\")","v":""},{"$f":"IFERROR(IF(Q$117=1,'K05'!$R74,\"\"),\"\")","v":""},{"$f":"IFERROR(IF(R$117=1,'K06'!$R74,\"\"),\"\")","v":""},{"$f":"IFERROR(IF(S$117=1,'K07'!$R74,\"\"),\"\")","v":""},{"$f":"IFERROR(IF(T$117=1,'K08'!$R74,\"\"),\"\")","v":""},{"$f":"IFERROR(IF(U$117=1,'K09'!$R74,\"\"),\"\")","v":""},{"$f":"IFERROR(IF(V$117=1,'K10'!$R74,\"\"),\"\")","v":""},0]
[-19,{"$f":"IFERROR(IF(B$117=1,'K01'!Q75,\"\"),\"\")","v":""},{"$f":"IFERROR(IF(C$117=1,'K02'!Q75,\"\"),\"\")","v":""},{"$f":"IFERROR(IF(D$117=1,'K03'!Q75,\"\"),\"\")","v":""},{"$f":"IFERROR(IF(E$117=1,'K04'!Q75,\"\"),\"\")","v":""},{"$f":"IFERROR(IF(F$117=1,'K05'!Q75,\"\"),\"\")","v":""},{"$f":"IFERROR(IF(G$117=1,'K06'!Q75,\"\"),\"\")","v":""},{"$f":"IFERROR(IF(H$117=1,'K07'!Q75,\"\"),\"\")","v":""},{"$f":"IFERROR(IF(I$117=1,'K08'!Q75,\"\"),\"\")","v":""},{"$f":"IFERROR(IF(J$117=1,'K09'!Q75,\"\"),\"\")","v":""},{"$f":"IFERROR(IF(K$117=1,'K10'!Q75,\"\"),\"\")","v":""},0,{"$f":"IFERROR(IF(M$117=1,'K01'!$R75,\"\"),\"\")","v":""},{"$f":"IFERROR(IF(N$117=1,'K02'!$R75,\"\"),\"\")","v":""},{"$f":"IFERROR(IF(O$117=1,'K03'!$R75,\"\"),\"\")","v":""},{"$f":"IFERROR(IF(P$117=1,'K04'!$R75,\"\"),\"\")","v":""},{"$f":"IFERROR(IF(Q$117=1,'K05'!$R75,\"\"),\"\")","v":""},{"$f":"IFERROR(IF(R$117=1,'K06'!$R75,\"\"),\"\")","v":""},{"$f":"IFERROR(IF(S$117=1,'K07'!$R75,\"\"),\"\")","v":""},{"$f":"IFERROR(IF(T$117=1,'K08'!$R75,\"\"),\"\")","v":""},{"$f":"IFERROR(IF(U$117=1,'K09'!$R75,\"\"),\"\")","v":""},{"$f":"IFERROR(IF(V$117=1,'K10'!$R75,\"\"),\"\")","v":""},0]
[-18,{"$f":"IFERROR(IF(B$117=1,'K01'!Q76,\"\"),\"\")","v":""},{"$f":"IFERROR(IF(C$117=1,'K02'!Q76,\"\"),\"\")","v":""},{"$f":"IFERROR(IF(D$117=1,'K03'!Q76,\"\"),\"\")","v":""},{"$f":"IFERROR(IF(E$117=1,'K04'!Q76,\"\"),\"\")","v":""},{"$f":"IFERROR(IF(F$117=1,'K05'!Q76,\"\"),\"\")","v":""},{"$f":"IFERROR(IF(G$117=1,'K06'!Q76,\"\"),\"\")","v":""},{"$f":"IFERROR(IF(H$117=1,'K07'!Q76,\"\"),\"\")","v":""},{"$f":"IFERROR(IF(I$117=1,'K08'!Q76,\"\"),\"\")","v":""},{"$f":"IFERROR(IF(J$117=1,'K09'!Q76,\"\"),\"\")","v":""},{"$f":"IFERROR(IF(K$117=1,'K10'!Q76,\"\"),\"\")","v":""},0,{"$f":"IFERROR(IF(M$117=1,'K01'!$R76,\"\"),\"\")","v":""},{"$f":"IFERROR(IF(N$117=1,'K02'!$R76,\"\"),\"\")","v":""},{"$f":"IFERROR(IF(O$117=1,'K03'!$R76,\"\"),\"\")","v":""},{"$f":"IFERROR(IF(P$117=1,'K04'!$R76,\"\"),\"\")","v":""},{"$f":"IFERROR(IF(Q$117=1,'K05'!$R76,\"\"),\"\")","v":""},{"$f":"IFERROR(IF(R$117=1,'K06'!$R76,\"\"),\"\")","v":""},{"$f":"IFERROR(IF(S$117=1,'K07'!$R76,\"\"),\"\")","v":""},{"$f":"IFERROR(IF(T$117=1,'K08'!$R76,\"\"),\"\")","v":""},{"$f":"IFERROR(IF(U$117=1,'K09'!$R76,\"\"),\"\")","v":""},{"$f":"IFERROR(IF(V$117=1,'K10'!$R76,\"\"),\"\")","v":""},0]
[-17,{"$f":"IFERROR(IF(B$117=1,'K01'!Q77,\"\"),\"\")","v":""},{"$f":"IFERROR(IF(C$117=1,'K02'!Q77,\"\"),\"\")","v":""},{"$f":"IFERROR(IF(D$117=1,'K03'!Q77,\"\"),\"\")","v":""},{"$f":"IFERROR(IF(E$117=1,'K04'!Q77,\"\"),\"\")","v":""},{"$f":"IFERROR(IF(F$117=1,'K05'!Q77,\"\"),\"\")","v":""},{"$f":"IFERROR(IF(G$117=1,'K06'!Q77,\"\"),\"\")","v":""},{"$f":"IFERROR(IF(H$117=1,'K07'!Q77,\"\"),\"\")","v":""},{"$f":"IFERROR(IF(I$117=1,'K08'!Q77,\"\"),\"\")","v":""},{"$f":"IFERROR(IF(J$117=1,'K09'!Q77,\"\"),\"\")","v":""},{"$f":"IFERROR(IF(K$117=1,'K10'!Q77,\"\"),\"\")","v":""},0,{"$f":"IFERROR(IF(M$117=1,'K01'!$R77,\"\"),\"\")","v":""},{"$f":"IFERROR(IF(N$117=1,'K02'!$R77,\"\"),\"\")","v":""},{"$f":"IFERROR(IF(O$117=1,'K03'!$R77,\"\"),\"\")","v":""},{"$f":"IFERROR(IF(P$117=1,'K04'!$R77,\"\"),\"\")","v":""},{"$f":"IFERROR(IF(Q$117=1,'K05'!$R77,\"\"),\"\")","v":""},{"$f":"IFERROR(IF(R$117=1,'K06'!$R77,\"\"),\"\")","v":""},{"$f":"IFERROR(IF(S$117=1,'K07'!$R77,\"\"),\"\")","v":""},{"$f":"IFERROR(IF(T$117=1,'K08'!$R77,\"\"),\"\")","v":""},{"$f":"IFERROR(IF(U$117=1,'K09'!$R77,\"\"),\"\")","v":""},{"$f":"IFERROR(IF(V$117=1,'K10'!$R77,\"\"),\"\")","v":""},0]
[-16,{"$f":"IFERROR(IF(B$117=1,'K01'!Q78,\"\"),\"\")","v":""},{"$f":"IFERROR(IF(C$117=1,'K02'!Q78,\"\"),\"\")","v":""},{"$f":"IFERROR(IF(D$117=1,'K03'!Q78,\"\"),\"\")","v":""},{"$f":"IFERROR(IF(E$117=1,'K04'!Q78,\"\"),\"\")","v":""},{"$f":"IFERROR(IF(F$117=1,'K05'!Q78,\"\"),\"\")","v":""},{"$f":"IFERROR(IF(G$117=1,'K06'!Q78,\"\"),\"\")","v":""},{"$f":"IFERROR(IF(H$117=1,'K07'!Q78,\"\"),\"\")","v":""},{"$f":"IFERROR(IF(I$117=1,'K08'!Q78,\"\"),\"\")","v":""},{"$f":"IFERROR(IF(J$117=1,'K09'!Q78,\"\"),\"\")","v":""},{"$f":"IFERROR(IF(K$117=1,'K10'!Q78,\"\"),\"\")","v":""},0,{"$f":"IFERROR(IF(M$117=1,'K01'!$R78,\"\"),\"\")","v":""},{"$f":"IFERROR(IF(N$117=1,'K02'!$R78,\"\"),\"\")","v":""},{"$f":"IFERROR(IF(O$117=1,'K03'!$R78,\"\"),\"\")","v":""},{"$f":"IFERROR(IF(P$117=1,'K04'!$R78,\"\"),\"\")","v":""},{"$f":"IFERROR(IF(Q$117=1,'K05'!$R78,\"\"),\"\")","v":""},{"$f":"IFERROR(IF(R$117=1,'K06'!$R78,\"\"),\"\")","v":""},{"$f":"IFERROR(IF(S$117=1,'K07'!$R78,\"\"),\"\")","v":""},{"$f":"IFERROR(IF(T$117=1,'K08'!$R78,\"\"),\"\")","v":""},{"$f":"IFERROR(IF(U$117=1,'K09'!$R78,\"\"),\"\")","v":""},{"$f":"IFERROR(IF(V$117=1,'K10'!$R78,\"\"),\"\")","v":""},0]
[-15,{"$f":"IFERROR(IF(B$117=1,'K01'!Q79,\"\"),\"\")","v":""},{"$f":"IFERROR(IF(C$117=1,'K02'!Q79,\"\"),\"\")","v":""},{"$f":"IFERROR(IF(D$117=1,'K03'!Q79,\"\"),\"\")","v":""},{"$f":"IFERROR(IF(E$117=1,'K04'!Q79,\"\"),\"\")","v":""},{"$f":"IFERROR(IF(F$117=1,'K05'!Q79,\"\"),\"\")","v":""},{"$f":"IFERROR(IF(G$117=1,'K06'!Q79,\"\"),\"\")","v":""},{"$f":"IFERROR(IF(H$117=1,'K07'!Q79,\"\"),\"\")","v":""},{"$f":"IFERROR(IF(I$117=1,'K08'!Q79,\"\"),\"\")","v":""},{"$f":"IFERROR(IF(J$117=1,'K09'!Q79,\"\"),\"\")","v":""},{"$f":"IFERROR(IF(K$117=1,'K10'!Q79,\"\"),\"\")","v":""},0,{"$f":"IFERROR(IF(M$117=1,'K01'!$R79,\"\"),\"\")","v":""},{"$f":"IFERROR(IF(N$117=1,'K02'!$R79,\"\"),\"\")","v":""},{"$f":"IFERROR(IF(O$117=1,'K03'!$R79,\"\"),\"\")","v":""},{"$f":"IFERROR(IF(P$117=1,'K04'!$R79,\"\"),\"\")","v":""},{"$f":"IFERROR(IF(Q$117=1,'K05'!$R79,\"\"),\"\")","v":""},{"$f":"IFERROR(IF(R$117=1,'K06'!$R79,\"\"),\"\")","v":""},{"$f":"IFERROR(IF(S$117=1,'K07'!$R79,\"\"),\"\")","v":""},{"$f":"IFERROR(IF(T$117=1,'K08'!$R79,\"\"),\"\")","v":""},{"$f":"IFERROR(IF(U$117=1,'K09'!$R79,\"\"),\"\")","v":""},{"$f":"IFERROR(IF(V$117=1,'K10'!$R79,\"\"),\"\")","v":""},0]
[-14,{"$f":"IFERROR(IF(B$117=1,'K01'!Q80,\"\"),\"\")","v":""},{"$f":"IFERROR(IF(C$117=1,'K02'!Q80,\"\"),\"\")","v":""},{"$f":"IFERROR(IF(D$117=1,'K03'!Q80,\"\"),\"\")","v":""},{"$f":"IFERROR(IF(E$117=1,'K04'!Q80,\"\"),\"\")","v":""},{"$f":"IFERROR(IF(F$117=1,'K05'!Q80,\"\"),\"\")","v":""},{"$f":"IFERROR(IF(G$117=1,'K06'!Q80,\"\"),\"\")","v":""},{"$f":"IFERROR(IF(H$117=1,'K07'!Q80,\"\"),\"\")","v":""},{"$f":"IFERROR(IF(I$117=1,'K08'!Q80,\"\"),\"\")","v":""},{"$f":"IFERROR(IF(J$117=1,'K09'!Q80,\"\"),\"\")","v":""},{"$f":"IFERROR(IF(K$117=1,'K10'!Q80,\"\"),\"\")","v":""},0,{"$f":"IFERROR(IF(M$117=1,'K01'!$R80,\"\"),\"\")","v":""},{"$f":"IFERROR(IF(N$117=1,'K02'!$R80,\"\"),\"\")","v":""},{"$f":"IFERROR(IF(O$117=1,'K03'!$R80,\"\"),\"\")","v":""},{"$f":"IFERROR(IF(P$117=1,'K04'!$R80,\"\"),\"\")","v":""},{"$f":"IFERROR(IF(Q$117=1,'K05'!$R80,\"\"),\"\")","v":""},{"$f":"IFERROR(IF(R$117=1,'K06'!$R80,\"\"),\"\")","v":""},{"$f":"IFERROR(IF(S$117=1,'K07'!$R80,\"\"),\"\")","v":""},{"$f":"IFERROR(IF(T$117=1,'K08'!$R80,\"\"),\"\")","v":""},{"$f":"IFERROR(IF(U$117=1,'K09'!$R80,\"\"),\"\")","v":""},{"$f":"IFERROR(IF(V$117=1,'K10'!$R80,\"\"),\"\")","v":""},0]
[-13,{"$f":"IFERROR(IF(B$117=1,'K01'!Q81,\"\"),\"\")","v":""},{"$f":"IFERROR(IF(C$117=1,'K02'!Q81,\"\"),\"\")","v":""},{"$f":"IFERROR(IF(D$117=1,'K03'!Q81,\"\"),\"\")","v":""},{"$f":"IFERROR(IF(E$117=1,'K04'!Q81,\"\"),\"\")","v":""},{"$f":"IFERROR(IF(F$117=1,'K05'!Q81,\"\"),\"\")","v":""},{"$f":"IFERROR(IF(G$117=1,'K06'!Q81,\"\"),\"\")","v":""},{"$f":"IFERROR(IF(H$117=1,'K07'!Q81,\"\"),\"\")","v":""},{"$f":"IFERROR(IF(I$117=1,'K08'!Q81,\"\"),\"\")","v":""},{"$f":"IFERROR(IF(J$117=1,'K09'!Q81,\"\"),\"\")","v":""},{"$f":"IFERROR(IF(K$117=1,'K10'!Q81,\"\"),\"\")","v":""},0,{"$f":"IFERROR(IF(M$117=1,'K01'!$R81,\"\"),\"\")","v":""},{"$f":"IFERROR(IF(N$117=1,'K02'!$R81,\"\"),\"\")","v":""},{"$f":"IFERROR(IF(O$117=1,'K03'!$R81,\"\"),\"\")","v":""},{"$f":"IFERROR(IF(P$117=1,'K04'!$R81,\"\"),\"\")","v":""},{"$f":"IFERROR(IF(Q$117=1,'K05'!$R81,\"\"),\"\")","v":""},{"$f":"IFERROR(IF(R$117=1,'K06'!$R81,\"\"),\"\")","v":""},{"$f":"IFERROR(IF(S$117=1,'K07'!$R81,\"\"),\"\")","v":""},{"$f":"IFERROR(IF(T$117=1,'K08'!$R81,\"\"),\"\")","v":""},{"$f":"IFERROR(IF(U$117=1,'K09'!$R81,\"\"),\"\")","v":""},{"$f":"IFERROR(IF(V$117=1,'K10'!$R81,\"\"),\"\")","v":""},0]
[-12,{"$f":"IFERROR(IF(B$117=1,'K01'!Q82,\"\"),\"\")","v":""},{"$f":"IFERROR(IF(C$117=1,'K02'!Q82,\"\"),\"\")","v":""},{"$f":"IFERROR(IF(D$117=1,'K03'!Q82,\"\"),\"\")","v":""},{"$f":"IFERROR(IF(E$117=1,'K04'!Q82,\"\"),\"\")","v":""},{"$f":"IFERROR(IF(F$117=1,'K05'!Q82,\"\"),\"\")","v":""},{"$f":"IFERROR(IF(G$117=1,'K06'!Q82,\"\"),\"\")","v":""},{"$f":"IFERROR(IF(H$117=1,'K07'!Q82,\"\"),\"\")","v":""},{"$f":"IFERROR(IF(I$117=1,'K08'!Q82,\"\"),\"\")","v":""},{"$f":"IFERROR(IF(J$117=1,'K09'!Q82,\"\"),\"\")","v":""},{"$f":"IFERROR(IF(K$117=1,'K10'!Q82,\"\"),\"\")","v":""},0,{"$f":"IFERROR(IF(M$117=1,'K01'!$R82,\"\"),\"\")","v":""},{"$f":"IFERROR(IF(N$117=1,'K02'!$R82,\"\"),\"\")","v":""},{"$f":"IFERROR(IF(O$117=1,'K03'!$R82,\"\"),\"\")","v":""},{"$f":"IFERROR(IF(P$117=1,'K04'!$R82,\"\"),\"\")","v":""},{"$f":"IFERROR(IF(Q$117=1,'K05'!$R82,\"\"),\"\")","v":""},{"$f":"IFERROR(IF(R$117=1,'K06'!$R82,\"\"),\"\")","v":""},{"$f":"IFERROR(IF(S$117=1,'K07'!$R82,\"\"),\"\")","v":""},{"$f":"IFERROR(IF(T$117=1,'K08'!$R82,\"\"),\"\")","v":""},{"$f":"IFERROR(IF(U$117=1,'K09'!$R82,\"\"),\"\")","v":""},{"$f":"IFERROR(IF(V$117=1,'K10'!$R82,\"\"),\"\")","v":""},0]
[-11,{"$f":"IFERROR(IF(B$117=1,'K01'!Q83,\"\"),\"\")","v":""},{"$f":"IFERROR(IF(C$117=1,'K02'!Q83,\"\"),\"\")","v":""},{"$f":"IFERROR(IF(D$117=1,'K03'!Q83,\"\"),\"\")","v":""},{"$f":"IFERROR(IF(E$117=1,'K04'!Q83,\"\"),\"\")","v":""},{"$f":"IFERROR(IF(F$117=1,'K05'!Q83,\"\"),\"\")","v":""},{"$f":"IFERROR(IF(G$117=1,'K06'!Q83,\"\"),\"\")","v":""},{"$f":"IFERROR(IF(H$117=1,'K07'!Q83,\"\"),\"\")","v":""},{"$f":"IFERROR(IF(I$117=1,'K08'!Q83,\"\"),\"\")","v":""},{"$f":"IFERROR(IF(J$117=1,'K09'!Q83,\"\"),\"\")","v":""},{"$f":"IFERROR(IF(K$117=1,'K10'!Q83,\"\"),\"\")","v":""},0,{"$f":"IFERROR(IF(M$117=1,'K01'!$R83,\"\"),\"\")","v":""},{"$f":"IFERROR(IF(N$117=1,'K02'!$R83,\"\"),\"\")","v":""},{"$f":"IFERROR(IF(O$117=1,'K03'!$R83,\"\"),\"\")","v":""},{"$f":"IFERROR(IF(P$117=1,'K04'!$R83,\"\"),\"\")","v":""},{"$f":"IFERROR(IF(Q$117=1,'K05'!$R83,\"\"),\"\")","v":""},{"$f":"IFERROR(IF(R$117=1,'K06'!$R83,\"\"),\"\")","v":""},{"$f":"IFERROR(IF(S$117=1,'K07'!$R83,\"\"),\"\")","v":""},{"$f":"IFERROR(IF(T$117=1,'K08'!$R83,\"\"),\"\")","v":""},{"$f":"IFERROR(IF(U$117=1,'K09'!$R83,\"\"),\"\")","v":""},{"$f":"IFERROR(IF(V$117=1,'K10'!$R83,\"\"),\"\")","v":""},0]
[-10,{"$f":"IFERROR(IF(B$117=1,'K01'!Q84,\"\"),\"\")","v":""},{"$f":"IFERROR(IF(C$117=1,'K02'!Q84,\"\"),\"\")","v":""},{"$f":"IFERROR(IF(D$117=1,'K03'!Q84,\"\"),\"\")","v":""},{"$f":"IFERROR(IF(E$117=1,'K04'!Q84,\"\"),\"\")","v":""},{"$f":"IFERROR(IF(F$117=1,'K05'!Q84,\"\"),\"\")","v":""},{"$f":"IFERROR(IF(G$117=1,'K06'!Q84,\"\"),\"\")","v":""},{"$f":"IFERROR(IF(H$117=1,'K07'!Q84,\"\"),\"\")","v":""},{"$f":"IFERROR(IF(I$117=1,'K08'!Q84,\"\"),\"\")","v":""},{"$f":"IFERROR(IF(J$117=1,'K09'!Q84,\"\"),\"\")","v":""},{"$f":"IFERROR(IF(K$117=1,'K10'!Q84,\"\"),\"\")","v":""},0,{"$f":"IFERROR(IF(M$117=1,'K01'!$R84,\"\"),\"\")","v":""},{"$f":"IFERROR(IF(N$117=1,'K02'!$R84,\"\"),\"\")","v":""},{"$f":"IFERROR(IF(O$117=1,'K03'!$R84,\"\"),\"\")","v":""},{"$f":"IFERROR(IF(P$117=1,'K04'!$R84,\"\"),\"\")","v":""},{"$f":"IFERROR(IF(Q$117=1,'K05'!$R84,\"\"),\"\")","v":""},{"$f":"IFERROR(IF(R$117=1,'K06'!$R84,\"\"),\"\")","v":""},{"$f":"IFERROR(IF(S$117=1,'K07'!$R84,\"\"),\"\")","v":""},{"$f":"IFERROR(IF(T$117=1,'K08'!$R84,\"\"),\"\")","v":""},{"$f":"IFERROR(IF(U$117=1,'K09'!$R84,\"\"),\"\")","v":""},{"$f":"IFERROR(IF(V$117=1,'K10'!$R84,\"\"),\"\")","v":""},0]
[-9,{"$f":"IFERROR(IF(B$117=1,'K01'!Q85,\"\"),\"\")","v":""},{"$f":"IFERROR(IF(C$117=1,'K02'!Q85,\"\"),\"\")","v":""},{"$f":"IFERROR(IF(D$117=1,'K03'!Q85,\"\"),\"\")","v":""},{"$f":"IFERROR(IF(E$117=1,'K04'!Q85,\"\"),\"\")","v":""},{"$f":"IFERROR(IF(F$117=1,'K05'!Q85,\"\"),\"\")","v":""},{"$f":"IFERROR(IF(G$117=1,'K06'!Q85,\"\"),\"\")","v":""},{"$f":"IFERROR(IF(H$117=1,'K07'!Q85,\"\"),\"\")","v":""},{"$f":"IFERROR(IF(I$117=1,'K08'!Q85,\"\"),\"\")","v":""},{"$f":"IFERROR(IF(J$117=1,'K09'!Q85,\"\"),\"\")","v":""},{"$f":"IFERROR(IF(K$117=1,'K10'!Q85,\"\"),\"\")","v":""},0,{"$f":"IFERROR(IF(M$117=1,'K01'!$R85,\"\"),\"\")","v":""},{"$f":"IFERROR(IF(N$117=1,'K02'!$R85,\"\"),\"\")","v":""},{"$f":"IFERROR(IF(O$117=1,'K03'!$R85,\"\"),\"\")","v":""},{"$f":"IFERROR(IF(P$117=1,'K04'!$R85,\"\"),\"\")","v":""},{"$f":"IFERROR(IF(Q$117=1,'K05'!$R85,\"\"),\"\")","v":""},{"$f":"IFERROR(IF(R$117=1,'K06'!$R85,\"\"),\"\")","v":""},{"$f":"IFERROR(IF(S$117=1,'K07'!$R85,\"\"),\"\")","v":""},{"$f":"IFERROR(IF(T$117=1,'K08'!$R85,\"\"),\"\")","v":""},{"$f":"IFERROR(IF(U$117=1,'K09'!$R85,\"\"),\"\")","v":""},{"$f":"IFERROR(IF(V$117=1,'K10'!$R85,\"\"),\"\")","v":""},0]
[-8,{"$f":"IFERROR(IF(B$117=1,'K01'!Q86,\"\"),\"\")","v":""},{"$f":"IFERROR(IF(C$117=1,'K02'!Q86,\"\"),\"\")","v":""},{"$f":"IFERROR(IF(D$117=1,'K03'!Q86,\"\"),\"\")","v":""},{"$f":"IFERROR(IF(E$117=1,'K04'!Q86,\"\"),\"\")","v":""},{"$f":"IFERROR(IF(F$117=1,'K05'!Q86,\"\"),\"\")","v":""},{"$f":"IFERROR(IF(G$117=1,'K06'!Q86,\"\"),\"\")","v":""},{"$f":"IFERROR(IF(H$117=1,'K07'!Q86,\"\"),\"\")","v":""},{"$f":"IFERROR(IF(I$117=1,'K08'!Q86,\"\"),\"\")","v":""},{"$f":"IFERROR(IF(J$117=1,'K09'!Q86,\"\"),\"\")","v":""},{"$f":"IFERROR(IF(K$117=1,'K10'!Q86,\"\"),\"\")","v":""},0,{"$f":"IFERROR(IF(M$117=1,'K01'!$R86,\"\"),\"\")","v":""},{"$f":"IFERROR(IF(N$117=1,'K02'!$R86,\"\"),\"\")","v":""},{"$f":"IFERROR(IF(O$117=1,'K03'!$R86,\"\"),\"\")","v":""},{"$f":"IFERROR(IF(P$117=1,'K04'!$R86,\"\"),\"\")","v":""},{"$f":"IFERROR(IF(Q$117=1,'K05'!$R86,\"\"),\"\")","v":""},{"$f":"IFERROR(IF(R$117=1,'K06'!$R86,\"\"),\"\")","v":""},{"$f":"IFERROR(IF(S$117=1,'K07'!$R86,\"\"),\"\")","v":""},{"$f":"IFERROR(IF(T$117=1,'K08'!$R86,\"\"),\"\")","v":""},{"$f":"IFERROR(IF(U$117=1,'K09'!$R86,\"\"),\"\")","v":""},{"$f":"IFERROR(IF(V$117=1,'K10'!$R86,\"\"),\"\")","v":""},0]
[-7,{"$f":"IFERROR(IF(B$117=1,'K01'!Q87,\"\"),\"\")","v":""},{"$f":"IFERROR(IF(C$117=1,'K02'!Q87,\"\"),\"\")","v":""},{"$f":"IFERROR(IF(D$117=1,'K03'!Q87,\"\"),\"\")","v":""},{"$f":"IFERROR(IF(E$117=1,'K04'!Q87,\"\"),\"\")","v":""},{"$f":"IFERROR(IF(F$117=1,'K05'!Q87,\"\"),\"\")","v":""},{"$f":"IFERROR(IF(G$117=1,'K06'!Q87,\"\"),\"\")","v":""},{"$f":"IFERROR(IF(H$117=1,'K07'!Q87,\"\"),\"\")","v":""},{"$f":"IFERROR(IF(I$117=1,'K08'!Q87,\"\"),\"\")","v":""},{"$f":"IFERROR(IF(J$117=1,'K09'!Q87,\"\"),\"\")","v":""},{"$f":"IFERROR(IF(K$117=1,'K10'!Q87,\"\"),\"\")","v":""},0,{"$f":"IFERROR(IF(M$117=1,'K01'!$R87,\"\"),\"\")","v":""},{"$f":"IFERROR(IF(N$117=1,'K02'!$R87,\"\"),\"\")","v":""},{"$f":"IFERROR(IF(O$117=1,'K03'!$R87,\"\"),\"\")","v":""},{"$f":"IFERROR(IF(P$117=1,'K04'!$R87,\"\"),\"\")","v":""},{"$f":"IFERROR(IF(Q$117=1,'K05'!$R87,\"\"),\"\")","v":""},{"$f":"IFERROR(IF(R$117=1,'K06'!$R87,\"\"),\"\")","v":""},{"$f":"IFERROR(IF(S$117=1,'K07'!$R87,\"\"),\"\")","v":""},{"$f":"IFERROR(IF(T$117=1,'K08'!$R87,\"\"),\"\")","v":""},{"$f":"IFERROR(IF(U$117=1,'K09'!$R87,\"\"),\"\")","v":""},{"$f":"IFERROR(IF(V$117=1,'K10'!$R87,\"\"),\"\")","v":""},0]
[-6,{"$f":"IFERROR(IF(B$117=1,'K01'!Q88,\"\"),\"\")","v":""},{"$f":"IFERROR(IF(C$117=1,'K02'!Q88,\"\"),\"\")","v":""},{"$f":"IFERROR(IF(D$117=1,'K03'!Q88,\"\"),\"\")","v":""},{"$f":"IFERROR(IF(E$117=1,'K04'!Q88,\"\"),\"\")","v":""},{"$f":"IFERROR(IF(F$117=1,'K05'!Q88,\"\"),\"\")","v":""},{"$f":"IFERROR(IF(G$117=1,'K06'!Q88,\"\"),\"\")","v":""},{"$f":"IFERROR(IF(H$117=1,'K07'!Q88,\"\"),\"\")","v":""},{"$f":"IFERROR(IF(I$117=1,'K08'!Q88,\"\"),\"\")","v":""},{"$f":"IFERROR(IF(J$117=1,'K09'!Q88,\"\"),\"\")","v":""},{"$f":"IFERROR(IF(K$117=1,'K10'!Q88,\"\"),\"\")","v":""},0,{"$f":"IFERROR(IF(M$117=1,'K01'!$R88,\"\"),\"\")","v":""},{"$f":"IFERROR(IF(N$117=1,'K02'!$R88,\"\"),\"\")","v":""},{"$f":"IFERROR(IF(O$117=1,'K03'!$R88,\"\"),\"\")","v":""},{"$f":"IFERROR(IF(P$117=1,'K04'!$R88,\"\"),\"\")","v":""},{"$f":"IFERROR(IF(Q$117=1,'K05'!$R88,\"\"),\"\")","v":""},{"$f":"IFERROR(IF(R$117=1,'K06'!$R88,\"\"),\"\")","v":""},{"$f":"IFERROR(IF(S$117=1,'K07'!$R88,\"\"),\"\")","v":""},{"$f":"IFERROR(IF(T$117=1,'K08'!$R88,\"\"),\"\")","v":""},{"$f":"IFERROR(IF(U$117=1,'K09'!$R88,\"\"),\"\")","v":""},{"$f":"IFERROR(IF(V$117=1,'K10'!$R88,\"\"),\"\")","v":""},0]
[-5,{"$f":"IFERROR(IF(B$117=1,'K01'!Q89,\"\"),\"\")","v":""},{"$f":"IFERROR(IF(C$117=1,'K02'!Q89,\"\"),\"\")","v":""},{"$f":"IFERROR(IF(D$117=1,'K03'!Q89,\"\"),\"\")","v":""},{"$f":"IFERROR(IF(E$117=1,'K04'!Q89,\"\"),\"\")","v":""},{"$f":"IFERROR(IF(F$117=1,'K05'!Q89,\"\"),\"\")","v":""},{"$f":"IFERROR(IF(G$117=1,'K06'!Q89,\"\"),\"\")","v":""},{"$f":"IFERROR(IF(H$117=1,'K07'!Q89,\"\"),\"\")","v":""},{"$f":"IFERROR(IF(I$117=1,'K08'!Q89,\"\"),\"\")","v":""},{"$f":"IFERROR(IF(J$117=1,'K09'!Q89,\"\"),\"\")","v":""},{"$f":"IFERROR(IF(K$117=1,'K10'!Q89,\"\"),\"\")","v":""},0,{"$f":"IFERROR(IF(M$117=1,'K01'!$R89,\"\"),\"\")","v":""},{"$f":"IFERROR(IF(N$117=1,'K02'!$R89,\"\"),\"\")","v":""},{"$f":"IFERROR(IF(O$117=1,'K03'!$R89,\"\"),\"\")","v":""},{"$f":"IFERROR(IF(P$117=1,'K04'!$R89,\"\"),\"\")","v":""},{"$f":"IFERROR(IF(Q$117=1,'K05'!$R89,\"\"),\"\")","v":""},{"$f":"IFERROR(IF(R$117=1,'K06'!$R89,\"\"),\"\")","v":""},{"$f":"IFERROR(IF(S$117=1,'K07'!$R89,\"\"),\"\")","v":""},{"$f":"IFERROR(IF(T$117=1,'K08'!$R89,\"\"),\"\")","v":""},{"$f":"IFERROR(IF(U$117=1,'K09'!$R89,\"\"),\"\")","v":""},{"$f":"IFERROR(IF(V$117=1,'K10'!$R89,\"\"),\"\")","v":""},0]
[-4,{"$f":"IFERROR(IF(B$117=1,'K01'!Q90,\"\"),\"\")","v":""},{"$f":"IFERROR(IF(C$117=1,'K02'!Q90,\"\"),\"\")","v":""},{"$f":"IFERROR(IF(D$117=1,'K03'!Q90,\"\"),\"\")","v":""},{"$f":"IFERROR(IF(E$117=1,'K04'!Q90,\"\"),\"\")","v":""},{"$f":"IFERROR(IF(F$117=1,'K05'!Q90,\"\"),\"\")","v":""},{"$f":"IFERROR(IF(G$117=1,'K06'!Q90,\"\"),\"\")","v":""},{"$f":"IFERROR(IF(H$117=1,'K07'!Q90,\"\"),\"\")","v":""},{"$f":"IFERROR(IF(I$117=1,'K08'!Q90,\"\"),\"\")","v":""},{"$f":"IFERROR(IF(J$117=1,'K09'!Q90,\"\"),\"\")","v":""},{"$f":"IFERROR(IF(K$117=1,'K10'!Q90,\"\"),\"\")","v":""},0,{"$f":"IFERROR(IF(M$117=1,'K01'!$R90,\"\"),\"\")","v":""},{"$f":"IFERROR(IF(N$117=1,'K02'!$R90,\"\"),\"\")","v":""},{"$f":"IFERROR(IF(O$117=1,'K03'!$R90,\"\"),\"\")","v":""},{"$f":"IFERROR(IF(P$117=1,'K04'!$R90,\"\"),\"\")","v":""},{"$f":"IFERROR(IF(Q$117=1,'K05'!$R90,\"\"),\"\")","v":""},{"$f":"IFERROR(IF(R$117=1,'K06'!$R90,\"\"),\"\")","v":""},{"$f":"IFERROR(IF(S$117=1,'K07'!$R90,\"\"),\"\")","v":""},{"$f":"IFERROR(IF(T$117=1,'K08'!$R90,\"\"),\"\")","v":""},{"$f":"IFERROR(IF(U$117=1,'K09'!$R90,\"\"),\"\")","v":""},{"$f":"IFERROR(IF(V$117=1,'K10'!$R90,\"\"),\"\")","v":""},0]
[-3,{"$f":"IFERROR(IF(B$117=1,'K01'!Q91,\"\"),\"\")","v":""},{"$f":"IFERROR(IF(C$117=1,'K02'!Q91,\"\"),\"\")","v":""},{"$f":"IFERROR(IF(D$117=1,'K03'!Q91,\"\"),\"\")","v":""},{"$f":"IFERROR(IF(E$117=1,'K04'!Q91,\"\"),\"\")","v":""},{"$f":"IFERROR(IF(F$117=1,'K05'!Q91,\"\"),\"\")","v":""},{"$f":"IFERROR(IF(G$117=1,'K06'!Q91,\"\"),\"\")","v":""},{"$f":"IFERROR(IF(H$117=1,'K07'!Q91,\"\"),\"\")","v":""},{"$f":"IFERROR(IF(I$117=1,'K08'!Q91,\"\"),\"\")","v":""},{"$f":"IFERROR(IF(J$117=1,'K09'!Q91,\"\"),\"\")","v":""},{"$f":"IFERROR(IF(K$117=1,'K10'!Q91,\"\"),\"\")","v":""},0,{"$f":"IFERROR(IF(M$117=1,'K01'!$R91,\"\"),\"\")","v":""},{"$f":"IFERROR(IF(N$117=1,'K02'!$R91,\"\"),\"\")","v":""},{"$f":"IFERROR(IF(O$117=1,'K03'!$R91,\"\"),\"\")","v":""},{"$f":"IFERROR(IF(P$117=1,'K04'!$R91,\"\"),\"\")","v":""},{"$f":"IFERROR(IF(Q$117=1,'K05'!$R91,\"\"),\"\")","v":""},{"$f":"IFERROR(IF(R$117=1,'K06'!$R91,\"\"),\"\")","v":""},{"$f":"IFERROR(IF(S$117=1,'K07'!$R91,\"\"),\"\")","v":""},{"$f":"IFERROR(IF(T$117=1,'K08'!$R91,\"\"),\"\")","v":""},{"$f":"IFERROR(IF(U$117=1,'K09'!$R91,\"\"),\"\")","v":""},{"$f":"IFERROR(IF(V$117=1,'K10'!$R91,\"\"),\"\")","v":""},0]
[-2,{"$f":"IFERROR(IF(B$117=1,'K01'!Q92,\"\"),\"\")","v":""},{"$f":"IFERROR(IF(C$117=1,'K02'!Q92,\"\"),\"\")","v":""},{"$f":"IFERROR(IF(D$117=1,'K03'!Q92,\"\"),\"\")","v":""},{"$f":"IFERROR(IF(E$117=1,'K04'!Q92,\"\"),\"\")","v":""},{"$f":"IFERROR(IF(F$117=1,'K05'!Q92,\"\"),\"\")","v":""},{"$f":"IFERROR(IF(G$117=1,'K06'!Q92,\"\"),\"\")","v":""},{"$f":"IFERROR(IF(H$117=1,'K07'!Q92,\"\"),\"\")","v":""},{"$f":"IFERROR(IF(I$117=1,'K08'!Q92,\"\"),\"\")","v":""},{"$f":"IFERROR(IF(J$117=1,'K09'!Q92,\"\"),\"\")","v":""},{"$f":"IFERROR(IF(K$117=1,'K10'!Q92,\"\"),\"\")","v":""},0,{"$f":"IFERROR(IF(M$117=1,'K01'!$R92,\"\"),\"\")","v":""},{"$f":"IFERROR(IF(N$117=1,'K02'!$R92,\"\"),\"\")","v":""},{"$f":"IFERROR(IF(O$117=1,'K03'!$R92,\"\"),\"\")","v":""},{"$f":"IFERROR(IF(P$117=1,'K04'!$R92,\"\"),\"\")","v":""},{"$f":"IFERROR(IF(Q$117=1,'K05'!$R92,\"\"),\"\")","v":""},{"$f":"IFERROR(IF(R$117=1,'K06'!$R92,\"\"),\"\")","v":""},{"$f":"IFERROR(IF(S$117=1,'K07'!$R92,\"\"),\"\")","v":""},{"$f":"IFERROR(IF(T$117=1,'K08'!$R92,\"\"),\"\")","v":""},{"$f":"IFERROR(IF(U$117=1,'K09'!$R92,\"\"),\"\")","v":""},{"$f":"IFERROR(IF(V$117=1,'K10'!$R92,\"\"),\"\")","v":""},0]
[-1,{"$f":"IFERROR(IF(B$117=1,'K01'!Q93,\"\"),\"\")","v":""},{"$f":"IFERROR(IF(C$117=1,'K02'!Q93,\"\"),\"\")","v":""},{"$f":"IFERROR(IF(D$117=1,'K03'!Q93,\"\"),\"\")","v":""},{"$f":"IFERROR(IF(E$117=1,'K04'!Q93,\"\"),\"\")","v":""},{"$f":"IFERROR(IF(F$117=1,'K05'!Q93,\"\"),\"\")","v":""},{"$f":"IFERROR(IF(G$117=1,'K06'!Q93,\"\"),\"\")","v":""},{"$f":"IFERROR(IF(H$117=1,'K07'!Q93,\"\"),\"\")","v":""},{"$f":"IFERROR(IF(I$117=1,'K08'!Q93,\"\"),\"\")","v":""},{"$f":"IFERROR(IF(J$117=1,'K09'!Q93,\"\"),\"\")","v":""},{"$f":"IFERROR(IF(K$117=1,'K10'!Q93,\"\"),\"\")","v":""},0,{"$f":"IFERROR(IF(M$117=1,'K01'!$R93,\"\"),\"\")","v":""},{"$f":"IFERROR(IF(N$117=1,'K02'!$R93,\"\"),\"\")","v":""},{"$f":"IFERROR(IF(O$117=1,'K03'!$R93,\"\"),\"\")","v":""},{"$f":"IFERROR(IF(P$117=1,'K04'!$R93,\"\"),\"\")","v":""},{"$f":"IFERROR(IF(Q$117=1,'K05'!$R93,\"\"),\"\")","v":""},{"$f":"IFERROR(IF(R$117=1,'K06'!$R93,\"\"),\"\")","v":""},{"$f":"IFERROR(IF(S$117=1,'K07'!$R93,\"\"),\"\")","v":""},{"$f":"IFERROR(IF(T$117=1,'K08'!$R93,\"\"),\"\")","v":""},{"$f":"IFERROR(IF(U$117=1,'K09'!$R93,\"\"),\"\")","v":""},{"$f":"IFERROR(IF(V$117=1,'K10'!$R93,\"\"),\"\")","v":""},0]
[0,{"$f":"IFERROR(IF(B$117=1,'K01'!Q94,\"\"),\"\")","v":""},{"$f":"IFERROR(IF(C$117=1,'K02'!Q94,\"\"),\"\")","v":""},{"$f":"IFERROR(IF(D$117=1,'K03'!Q94,\"\"),\"\")","v":""},{"$f":"IFERROR(IF(E$117=1,'K04'!Q94,\"\"),\"\")","v":""},{"$f":"IFERROR(IF(F$117=1,'K05'!Q94,\"\"),\"\")","v":""},{"$f":"IFERROR(IF(G$117=1,'K06'!Q94,\"\"),\"\")","v":""},{"$f":"IFERROR(IF(H$117=1,'K07'!Q94,\"\"),\"\")","v":""},{"$f":"IFERROR(IF(I$117=1,'K08'!Q94,\"\"),\"\")","v":""},{"$f":"IFERROR(IF(J$117=1,'K09'!Q94,\"\"),\"\")","v":""},{"$f":"IFERROR(IF(K$117=1,'K10'!Q94,\"\"),\"\")","v":""},0,{"$f":"IFERROR(IF(M$117=1,'K01'!$R94,\"\"),\"\")","v":""},{"$f":"IFERROR(IF(N$117=1,'K02'!$R94,\"\"),\"\")","v":""},{"$f":"IFERROR(IF(O$117=1,'K03'!$R94,\"\"),\"\")","v":""},{"$f":"IFERROR(IF(P$117=1,'K04'!$R94,\"\"),\"\")","v":""},{"$f":"IFERROR(IF(Q$117=1,'K05'!$R94,\"\"),\"\")","v":""},{"$f":"IFERROR(IF(R$117=1,'K06'!$R94,\"\"),\"\")","v":""},{"$f":"IFERROR(IF(S$117=1,'K07'!$R94,\"\"),\"\")","v":""},{"$f":"IFERROR(IF(T$117=1,'K08'!$R94,\"\"),\"\")","v":""},{"$f":"IFERROR(IF(U$117=1,'K09'!$R94,\"\"),\"\")","v":""},{"$f":"IFERROR(IF(V$117=1,'K10'!$R94,\"\"),\"\")","v":""},0]
[1,{"$f":"IFERROR(IF(B$117=1,'K01'!Q95,\"\"),\"\")","v":""},{"$f":"IFERROR(IF(C$117=1,'K02'!Q95,\"\"),\"\")","v":""},{"$f":"IFERROR(IF(D$117=1,'K03'!Q95,\"\"),\"\")","v":""},{"$f":"IFERROR(IF(E$117=1,'K04'!Q95,\"\"),\"\")","v":""},{"$f":"IFERROR(IF(F$117=1,'K05'!Q95,\"\"),\"\")","v":""},{"$f":"IFERROR(IF(G$117=1,'K06'!Q95,\"\"),\"\")","v":""},{"$f":"IFERROR(IF(H$117=1,'K07'!Q95,\"\"),\"\")","v":""},{"$f":"IFERROR(IF(I$117=1,'K08'!Q95,\"\"),\"\")","v":""},{"$f":"IFERROR(IF(J$117=1,'K09'!Q95,\"\"),\"\")","v":""},{"$f":"IFERROR(IF(K$117=1,'K10'!Q95,\"\"),\"\")","v":""},0,{"$f":"IFERROR(IF(M$117=1,'K01'!$R95,\"\"),\"\")","v":""},{"$f":"IFERROR(IF(N$117=1,'K02'!$R95,\"\"),\"\")","v":""},{"$f":"IFERROR(IF(O$117=1,'K03'!$R95,\"\"),\"\")","v":""},{"$f":"IFERROR(IF(P$117=1,'K04'!$R95,\"\"),\"\")","v":""},{"$f":"IFERROR(IF(Q$117=1,'K05'!$R95,\"\"),\"\")","v":""},{"$f":"IFERROR(IF(R$117=1,'K06'!$R95,\"\"),\"\")","v":""},{"$f":"IFERROR(IF(S$117=1,'K07'!$R95,\"\"),\"\")","v":""},{"$f":"IFERROR(IF(T$117=1,'K08'!$R95,\"\"),\"\")","v":""},{"$f":"IFERROR(IF(U$117=1,'K09'!$R95,\"\"),\"\")","v":""},{"$f":"IFERROR(IF(V$117=1,'K10'!$R95,\"\"),\"\")","v":""},0]
[2,{"$f":"IFERROR(IF(B$117=1,'K01'!Q96,\"\"),\"\")","v":""},{"$f":"IFERROR(IF(C$117=1,'K02'!Q96,\"\"),\"\")","v":""},{"$f":"IFERROR(IF(D$117=1,'K03'!Q96,\"\"),\"\")","v":""},{"$f":"IFERROR(IF(E$117=1,'K04'!Q96,\"\"),\"\")","v":""},{"$f":"IFERROR(IF(F$117=1,'K05'!Q96,\"\"),\"\")","v":""},{"$f":"IFERROR(IF(G$117=1,'K06'!Q96,\"\"),\"\")","v":""},{"$f":"IFERROR(IF(H$117=1,'K07'!Q96,\"\"),\"\")","v":""},{"$f":"IFERROR(IF(I$117=1,'K08'!Q96,\"\"),\"\")","v":""},{"$f":"IFERROR(IF(J$117=1,'K09'!Q96,\"\"),\"\")","v":""},{"$f":"IFERROR(IF(K$117=1,'K10'!Q96,\"\"),\"\")","v":""},0,{"$f":"IFERROR(IF(M$117=1,'K01'!$R96,\"\"),\"\")","v":""},{"$f":"IFERROR(IF(N$117=1,'K02'!$R96,\"\"),\"\")","v":""},{"$f":"IFERROR(IF(O$117=1,'K03'!$R96,\"\"),\"\")","v":""},{"$f":"IFERROR(IF(P$117=1,'K04'!$R96,\"\"),\"\")","v":""},{"$f":"IFERROR(IF(Q$117=1,'K05'!$R96,\"\"),\"\")","v":""},{"$f":"IFERROR(IF(R$117=1,'K06'!$R96,\"\"),\"\")","v":""},{"$f":"IFERROR(IF(S$117=1,'K07'!$R96,\"\"),\"\")","v":""},{"$f":"IFERROR(IF(T$117=1,'K08'!$R96,\"\"),\"\")","v":""},{"$f":"IFERROR(IF(U$117=1,'K09'!$R96,\"\"),\"\")","v":""},{"$f":"IFERROR(IF(V$117=1,'K10'!$R96,\"\"),\"\")","v":""},0]
[3,{"$f":"IFERROR(IF(B$117=1,'K01'!Q97,\"\"),\"\")","v":""},{"$f":"IFERROR(IF(C$117=1,'K02'!Q97,\"\"),\"\")","v":""},{"$f":"IFERROR(IF(D$117=1,'K03'!Q97,\"\"),\"\")","v":""},{"$f":"IFERROR(IF(E$117=1,'K04'!Q97,\"\"),\"\")","v":""},{"$f":"IFERROR(IF(F$117=1,'K05'!Q97,\"\"),\"\")","v":""},{"$f":"IFERROR(IF(G$117=1,'K06'!Q97,\"\"),\"\")","v":""},{"$f":"IFERROR(IF(H$117=1,'K07'!Q97,\"\"),\"\")","v":""},{"$f":"IFERROR(IF(I$117=1,'K08'!Q97,\"\"),\"\")","v":""},{"$f":"IFERROR(IF(J$117=1,'K09'!Q97,\"\"),\"\")","v":""},{"$f":"IFERROR(IF(K$117=1,'K10'!Q97,\"\"),\"\")","v":""},0,{"$f":"IFERROR(IF(M$117=1,'K01'!$R97,\"\"),\"\")","v":""},{"$f":"IFERROR(IF(N$117=1,'K02'!$R97,\"\"),\"\")","v":""},{"$f":"IFERROR(IF(O$117=1,'K03'!$R97,\"\"),\"\")","v":""},{"$f":"IFERROR(IF(P$117=1,'K04'!$R97,\"\"),\"\")","v":""},{"$f":"IFERROR(IF(Q$117=1,'K05'!$R97,\"\"),\"\")","v":""},{"$f":"IFERROR(IF(R$117=1,'K06'!$R97,\"\"),\"\")","v":""},{"$f":"IFERROR(IF(S$117=1,'K07'!$R97,\"\"),\"\")","v":""},{"$f":"IFERROR(IF(T$117=1,'K08'!$R97,\"\"),\"\")","v":""},{"$f":"IFERROR(IF(U$117=1,'K09'!$R97,\"\"),\"\")","v":""},{"$f":"IFERROR(IF(V$117=1,'K10'!$R97,\"\"),\"\")","v":""},0]
[4,{"$f":"IFERROR(IF(B$117=1,'K01'!Q98,\"\"),\"\")","v":""},{"$f":"IFERROR(IF(C$117=1,'K02'!Q98,\"\"),\"\")","v":""},{"$f":"IFERROR(IF(D$117=1,'K03'!Q98,\"\"),\"\")","v":""},{"$f":"IFERROR(IF(E$117=1,'K04'!Q98,\"\"),\"\")","v":""},{"$f":"IFERROR(IF(F$117=1,'K05'!Q98,\"\"),\"\")","v":""},{"$f":"IFERROR(IF(G$117=1,'K06'!Q98,\"\"),\"\")","v":""},{"$f":"IFERROR(IF(H$117=1,'K07'!Q98,\"\"),\"\")","v":""},{"$f":"IFERROR(IF(I$117=1,'K08'!Q98,\"\"),\"\")","v":""},{"$f":"IFERROR(IF(J$117=1,'K09'!Q98,\"\"),\"\")","v":""},{"$f":"IFERROR(IF(K$117=1,'K10'!Q98,\"\"),\"\")","v":""},0,{"$f":"IFERROR(IF(M$117=1,'K01'!$R98,\"\"),\"\")","v":""},{"$f":"IFERROR(IF(N$117=1,'K02'!$R98,\"\"),\"\")","v":""},{"$f":"IFERROR(IF(O$117=1,'K03'!$R98,\"\"),\"\")","v":""},{"$f":"IFERROR(IF(P$117=1,'K04'!$R98,\"\"),\"\")","v":""},{"$f":"IFERROR(IF(Q$117=1,'K05'!$R98,\"\"),\"\")","v":""},{"$f":"IFERROR(IF(R$117=1,'K06'!$R98,\"\"),\"\")","v":""},{"$f":"IFERROR(IF(S$117=1,'K07'!$R98,\"\"),\"\")","v":""},{"$f":"IFERROR(IF(T$117=1,'K08'!$R98,\"\"),\"\")","v":""},{"$f":"IFERROR(IF(U$117=1,'K09'!$R98,\"\"),\"\")","v":""},{"$f":"IFERROR(IF(V$117=1,'K10'!$R98,\"\"),\"\")","v":""},0]
[5,{"$f":"IFERROR(IF(B$117=1,'K01'!Q99,\"\"),\"\")","v":""},{"$f":"IFERROR(IF(C$117=1,'K02'!Q99,\"\"),\"\")","v":""},{"$f":"IFERROR(IF(D$117=1,'K03'!Q99,\"\"),\"\")","v":""},{"$f":"IFERROR(IF(E$117=1,'K04'!Q99,\"\"),\"\")","v":""},{"$f":"IFERROR(IF(F$117=1,'K05'!Q99,\"\"),\"\")","v":""},{"$f":"IFERROR(IF(G$117=1,'K06'!Q99,\"\"),\"\")","v":""},{"$f":"IFERROR(IF(H$117=1,'K07'!Q99,\"\"),\"\")","v":""},{"$f":"IFERROR(IF(I$117=1,'K08'!Q99,\"\"),\"\")","v":""},{"$f":"IFERROR(IF(J$117=1,'K09'!Q99,\"\"),\"\")","v":""},{"$f":"IFERROR(IF(K$117=1,'K10'!Q99,\"\"),\"\")","v":""},0,{"$f":"IFERROR(IF(M$117=1,'K01'!$R99,\"\"),\"\")","v":""},{"$f":"IFERROR(IF(N$117=1,'K02'!$R99,\"\"),\"\")","v":""},{"$f":"IFERROR(IF(O$117=1,'K03'!$R99,\"\"),\"\")","v":""},{"$f":"IFERROR(IF(P$117=1,'K04'!$R99,\"\"),\"\")","v":""},{"$f":"IFERROR(IF(Q$117=1,'K05'!$R99,\"\"),\"\")","v":""},{"$f":"IFERROR(IF(R$117=1,'K06'!$R99,\"\"),\"\")","v":""},{"$f":"IFERROR(IF(S$117=1,'K07'!$R99,\"\"),\"\")","v":""},{"$f":"IFERROR(IF(T$117=1,'K08'!$R99,\"\"),\"\")","v":""},{"$f":"IFERROR(IF(U$117=1,'K09'!$R99,\"\"),\"\")","v":""},{"$f":"IFERROR(IF(V$117=1,'K10'!$R99,\"\"),\"\")","v":""},0]
[6,{"$f":"IFERROR(IF(B$117=1,'K01'!Q100,\"\"),\"\")","v":""},{"$f":"IFERROR(IF(C$117=1,'K02'!Q100,\"\"),\"\")","v":""},{"$f":"IFERROR(IF(D$117=1,'K03'!Q100,\"\"),\"\")","v":""},{"$f":"IFERROR(IF(E$117=1,'K04'!Q100,\"\"),\"\")","v":""},{"$f":"IFERROR(IF(F$117=1,'K05'!Q100,\"\"),\"\")","v":""},{"$f":"IFERROR(IF(G$117=1,'K06'!Q100,\"\"),\"\")","v":""},{"$f":"IFERROR(IF(H$117=1,'K07'!Q100,\"\"),\"\")","v":""},{"$f":"IFERROR(IF(I$117=1,'K08'!Q100,\"\"),\"\")","v":""},{"$f":"IFERROR(IF(J$117=1,'K09'!Q100,\"\"),\"\")","v":""},{"$f":"IFERROR(IF(K$117=1,'K10'!Q100,\"\"),\"\")","v":""},0,{"$f":"IFERROR(IF(M$117=1,'K01'!$R100,\"\"),\"\")","v":""},{"$f":"IFERROR(IF(N$117=1,'K02'!$R100,\"\"),\"\")","v":""},{"$f":"IFERROR(IF(O$117=1,'K03'!$R100,\"\"),\"\")","v":""},{"$f":"IFERROR(IF(P$117=1,'K04'!$R100,\"\"),\"\")","v":""},{"$f":"IFERROR(IF(Q$117=1,'K05'!$R100,\"\"),\"\")","v":""},{"$f":"IFERROR(IF(R$117=1,'K06'!$R100,\"\"),\"\")","v":""},{"$f":"IFERROR(IF(S$117=1,'K07'!$R100,\"\"),\"\")","v":""},{"$f":"IFERROR(IF(T$117=1,'K08'!$R100,\"\"),\"\")","v":""},{"$f":"IFERROR(IF(U$117=1,'K09'!$R100,\"\"),\"\")","v":""},{"$f":"IFERROR(IF(V$117=1,'K10'!$R100,\"\"),\"\")","v":""},0]
[7,{"$f":"IFERROR(IF(B$117=1,'K01'!Q101,\"\"),\"\")","v":""},{"$f":"IFERROR(IF(C$117=1,'K02'!Q101,\"\"),\"\")","v":""},{"$f":"IFERROR(IF(D$117=1,'K03'!Q101,\"\"),\"\")","v":""},{"$f":"IFERROR(IF(E$117=1,'K04'!Q101,\"\"),\"\")","v":""},{"$f":"IFERROR(IF(F$117=1,'K05'!Q101,\"\"),\"\")","v":""},{"$f":"IFERROR(IF(G$117=1,'K06'!Q101,\"\"),\"\")","v":""},{"$f":"IFERROR(IF(H$117=1,'K07'!Q101,\"\"),\"\")","v":""},{"$f":"IFERROR(IF(I$117=1,'K08'!Q101,\"\"),\"\")","v":""},{"$f":"IFERROR(IF(J$117=1,'K09'!Q101,\"\"),\"\")","v":""},{"$f":"IFERROR(IF(K$117=1,'K10'!Q101,\"\"),\"\")","v":""},0,{"$f":"IFERROR(IF(M$117=1,'K01'!$R101,\"\"),\"\")","v":""},{"$f":"IFERROR(IF(N$117=1,'K02'!$R101,\"\"),\"\")","v":""},{"$f":"IFERROR(IF(O$117=1,'K03'!$R101,\"\"),\"\")","v":""},{"$f":"IFERROR(IF(P$117=1,'K04'!$R101,\"\"),\"\")","v":""},{"$f":"IFERROR(IF(Q$117=1,'K05'!$R101,\"\"),\"\")","v":""},{"$f":"IFERROR(IF(R$117=1,'K06'!$R101,\"\"),\"\")","v":""},{"$f":"IFERROR(IF(S$117=1,'K07'!$R101,\"\"),\"\")","v":""},{"$f":"IFERROR(IF(T$117=1,'K08'!$R101,\"\"),\"\")","v":""},{"$f":"IFERROR(IF(U$117=1,'K09'!$R101,\"\"),\"\")","v":""},{"$f":"IFERROR(IF(V$117=1,'K10'!$R101,\"\"),\"\")","v":""},0]
[8,{"$f":"IFERROR(IF(B$117=1,'K01'!Q102,\"\"),\"\")","v":""},{"$f":"IFERROR(IF(C$117=1,'K02'!Q102,\"\"),\"\")","v":""},{"$f":"IFERROR(IF(D$117=1,'K03'!Q102,\"\"),\"\")","v":""},{"$f":"IFERROR(IF(E$117=1,'K04'!Q102,\"\"),\"\")","v":""},{"$f":"IFERROR(IF(F$117=1,'K05'!Q102,\"\"),\"\")","v":""},{"$f":"IFERROR(IF(G$117=1,'K06'!Q102,\"\"),\"\")","v":""},{"$f":"IFERROR(IF(H$117=1,'K07'!Q102,\"\"),\"\")","v":""},{"$f":"IFERROR(IF(I$117=1,'K08'!Q102,\"\"),\"\")","v":""},{"$f":"IFERROR(IF(J$117=1,'K09'!Q102,\"\"),\"\")","v":""},{"$f":"IFERROR(IF(K$117=1,'K10'!Q102,\"\"),\"\")","v":""},0,{"$f":"IFERROR(IF(M$117=1,'K01'!$R102,\"\"),\"\")","v":""},{"$f":"IFERROR(IF(N$117=1,'K02'!$R102,\"\"),\"\")","v":""},{"$f":"IFERROR(IF(O$117=1,'K03'!$R102,\"\"),\"\")","v":""},{"$f":"IFERROR(IF(P$117=1,'K04'!$R102,\"\"),\"\")","v":""},{"$f":"IFERROR(IF(Q$117=1,'K05'!$R102,\"\"),\"\")","v":""},{"$f":"IFERROR(IF(R$117=1,'K06'!$R102,\"\"),\"\")","v":""},{"$f":"IFERROR(IF(S$117=1,'K07'!$R102,\"\"),\"\")","v":""},{"$f":"IFERROR(IF(T$117=1,'K08'!$R102,\"\"),\"\")","v":""},{"$f":"IFERROR(IF(U$117=1,'K09'!$R102,\"\"),\"\")","v":""},{"$f":"IFERROR(IF(V$117=1,'K10'!$R102,\"\"),\"\")","v":""},0]
[9,{"$f":"IFERROR(IF(B$117=1,'K01'!Q103,\"\"),\"\")","v":""},{"$f":"IFERROR(IF(C$117=1,'K02'!Q103,\"\"),\"\")","v":""},{"$f":"IFERROR(IF(D$117=1,'K03'!Q103,\"\"),\"\")","v":""},{"$f":"IFERROR(IF(E$117=1,'K04'!Q103,\"\"),\"\")","v":""},{"$f":"IFERROR(IF(F$117=1,'K05'!Q103,\"\"),\"\")","v":""},{"$f":"IFERROR(IF(G$117=1,'K06'!Q103,\"\"),\"\")","v":""},{"$f":"IFERROR(IF(H$117=1,'K07'!Q103,\"\"),\"\")","v":""},{"$f":"IFERROR(IF(I$117=1,'K08'!Q103,\"\"),\"\")","v":""},{"$f":"IFERROR(IF(J$117=1,'K09'!Q103,\"\"),\"\")","v":""},{"$f":"IFERROR(IF(K$117=1,'K10'!Q103,\"\"),\"\")","v":""},0,{"$f":"IFERROR(IF(M$117=1,'K01'!$R103,\"\"),\"\")","v":""},{"$f":"IFERROR(IF(N$117=1,'K02'!$R103,\"\"),\"\")","v":""},{"$f":"IFERROR(IF(O$117=1,'K03'!$R103,\"\"),\"\")","v":""},{"$f":"IFERROR(IF(P$117=1,'K04'!$R103,\"\"),\"\")","v":""},{"$f":"IFERROR(IF(Q$117=1,'K05'!$R103,\"\"),\"\")","v":""},{"$f":"IFERROR(IF(R$117=1,'K06'!$R103,\"\"),\"\")","v":""},{"$f":"IFERROR(IF(S$117=1,'K07'!$R103,\"\"),\"\")","v":""},{"$f":"IFERROR(IF(T$117=1,'K08'!$R103,\"\"),\"\")","v":""},{"$f":"IFERROR(IF(U$117=1,'K09'!$R103,\"\"),\"\")","v":""},{"$f":"IFERROR(IF(V$117=1,'K10'!$R103,\"\"),\"\")","v":""},0]
[10,{"$f":"IFERROR(IF(B$117=1,'K01'!Q104,\"\"),\"\")","v":""},{"$f":"IFERROR(IF(C$117=1,'K02'!Q104,\"\"),\"\")","v":""},{"$f":"IFERROR(IF(D$117=1,'K03'!Q104,\"\"),\"\")","v":""},{"$f":"IFERROR(IF(E$117=1,'K04'!Q104,\"\"),\"\")","v":""},{"$f":"IFERROR(IF(F$117=1,'K05'!Q104,\"\"),\"\")","v":""},{"$f":"IFERROR(IF(G$117=1,'K06'!Q104,\"\"),\"\")","v":""},{"$f":"IFERROR(IF(H$117=1,'K07'!Q104,\"\"),\"\")","v":""},{"$f":"IFERROR(IF(I$117=1,'K08'!Q104,\"\"),\"\")","v":""},{"$f":"IFERROR(IF(J$117=1,'K09'!Q104,\"\"),\"\")","v":""},{"$f":"IFERROR(IF(K$117=1,'K10'!Q104,\"\"),\"\")","v":""},0,{"$f":"IFERROR(IF(M$117=1,'K01'!$R104,\"\"),\"\")","v":""},{"$f":"IFERROR(IF(N$117=1,'K02'!$R104,\"\"),\"\")","v":""},{"$f":"IFERROR(IF(O$117=1,'K03'!$R104,\"\"),\"\")","v":""},{"$f":"IFERROR(IF(P$117=1,'K04'!$R104,\"\"),\"\")","v":""},{"$f":"IFERROR(IF(Q$117=1,'K05'!$R104,\"\"),\"\")","v":""},{"$f":"IFERROR(IF(R$117=1,'K06'!$R104,\"\"),\"\")","v":""},{"$f":"IFERROR(IF(S$117=1,'K07'!$R104,\"\"),\"\")","v":""},{"$f":"IFERROR(IF(T$117=1,'K08'!$R104,\"\"),\"\")","v":""},{"$f":"IFERROR(IF(U$117=1,'K09'!$R104,\"\"),\"\")","v":""},{"$f":"IFERROR(IF(V$117=1,'K10'!$R104,\"\"),\"\")","v":""},0]
[11,{"$f":"IFERROR(IF(B$117=1,'K01'!Q105,\"\"),\"\")","v":""},{"$f":"IFERROR(IF(C$117=1,'K02'!Q105,\"\"),\"\")","v":""},{"$f":"IFERROR(IF(D$117=1,'K03'!Q105,\"\"),\"\")","v":""},{"$f":"IFERROR(IF(E$117=1,'K04'!Q105,\"\"),\"\")","v":""},{"$f":"IFERROR(IF(F$117=1,'K05'!Q105,\"\"),\"\")","v":""},{"$f":"IFERROR(IF(G$117=1,'K06'!Q105,\"\"),\"\")","v":""},{"$f":"IFERROR(IF(H$117=1,'K07'!Q105,\"\"),\"\")","v":""},{"$f":"IFERROR(IF(I$117=1,'K08'!Q105,\"\"),\"\")","v":""},{"$f":"IFERROR(IF(J$117=1,'K09'!Q105,\"\"),\"\")","v":""},{"$f":"IFERROR(IF(K$117=1,'K10'!Q105,\"\"),\"\")","v":""},0,{"$f":"IFERROR(IF(M$117=1,'K01'!$R105,\"\"),\"\")","v":""},{"$f":"IFERROR(IF(N$117=1,'K02'!$R105,\"\"),\"\")","v":""},{"$f":"IFERROR(IF(O$117=1,'K03'!$R105,\"\"),\"\")","v":""},{"$f":"IFERROR(IF(P$117=1,'K04'!$R105,\"\"),\"\")","v":""},{"$f":"IFERROR(IF(Q$117=1,'K05'!$R105,\"\"),\"\")","v":""},{"$f":"IFERROR(IF(R$117=1,'K06'!$R105,\"\"),\"\")","v":""},{"$f":"IFERROR(IF(S$117=1,'K07'!$R105,\"\"),\"\")","v":""},{"$f":"IFERROR(IF(T$117=1,'K08'!$R105,\"\"),\"\")","v":""},{"$f":"IFERROR(IF(U$117=1,'K09'!$R105,\"\"),\"\")","v":""},{"$f":"IFERROR(IF(V$117=1,'K10'!$R105,\"\"),\"\")","v":""},0]
[12,{"$f":"IFERROR(IF(B$117=1,'K01'!Q106,\"\"),\"\")","v":""},{"$f":"IFERROR(IF(C$117=1,'K02'!Q106,\"\"),\"\")","v":""},{"$f":"IFERROR(IF(D$117=1,'K03'!Q106,\"\"),\"\")","v":""},{"$f":"IFERROR(IF(E$117=1,'K04'!Q106,\"\"),\"\")","v":""},{"$f":"IFERROR(IF(F$117=1,'K05'!Q106,\"\"),\"\")","v":""},{"$f":"IFERROR(IF(G$117=1,'K06'!Q106,\"\"),\"\")","v":""},{"$f":"IFERROR(IF(H$117=1,'K07'!Q106,\"\"),\"\")","v":""},{"$f":"IFERROR(IF(I$117=1,'K08'!Q106,\"\"),\"\")","v":""},{"$f":"IFERROR(IF(J$117=1,'K09'!Q106,\"\"),\"\")","v":""},{"$f":"IFERROR(IF(K$117=1,'K10'!Q106,\"\"),\"\")","v":""},0,{"$f":"IFERROR(IF(M$117=1,'K01'!$R106,\"\"),\"\")","v":""},{"$f":"IFERROR(IF(N$117=1,'K02'!$R106,\"\"),\"\")","v":""},{"$f":"IFERROR(IF(O$117=1,'K03'!$R106,\"\"),\"\")","v":""},{"$f":"IFERROR(IF(P$117=1,'K04'!$R106,\"\"),\"\")","v":""},{"$f":"IFERROR(IF(Q$117=1,'K05'!$R106,\"\"),\"\")","v":""},{"$f":"IFERROR(IF(R$117=1,'K06'!$R106,\"\"),\"\")","v":""},{"$f":"IFERROR(IF(S$117=1,'K07'!$R106,\"\"),\"\")","v":""},{"$f":"IFERROR(IF(T$117=1,'K08'!$R106,\"\"),\"\")","v":""},{"$f":"IFERROR(IF(U$117=1,'K09'!$R106,\"\"),\"\")","v":""},{"$f":"IFERROR(IF(V$117=1,'K10'!$R106,\"\"),\"\")","v":""},0]
[13,{"$f":"IFERROR(IF(B$117=1,'K01'!Q107,\"\"),\"\")","v":""},{"$f":"IFERROR(IF(C$117=1,'K02'!Q107,\"\"),\"\")","v":""},{"$f":"IFERROR(IF(D$117=1,'K03'!Q107,\"\"),\"\")","v":""},{"$f":"IFERROR(IF(E$117=1,'K04'!Q107,\"\"),\"\")","v":""},{"$f":"IFERROR(IF(F$117=1,'K05'!Q107,\"\"),\"\")","v":""},{"$f":"IFERROR(IF(G$117=1,'K06'!Q107,\"\"),\"\")","v":""},{"$f":"IFERROR(IF(H$117=1,'K07'!Q107,\"\"),\"\")","v":""},{"$f":"IFERROR(IF(I$117=1,'K08'!Q107,\"\"),\"\")","v":""},{"$f":"IFERROR(IF(J$117=1,'K09'!Q107,\"\"),\"\")","v":""},{"$f":"IFERROR(IF(K$117=1,'K10'!Q107,\"\"),\"\")","v":""},0,{"$f":"IFERROR(IF(M$117=1,'K01'!$R107,\"\"),\"\")","v":""},{"$f":"IFERROR(IF(N$117=1,'K02'!$R107,\"\"),\"\")","v":""},{"$f":"IFERROR(IF(O$117=1,'K03'!$R107,\"\"),\"\")","v":""},{"$f":"IFERROR(IF(P$117=1,'K04'!$R107,\"\"),\"\")","v":""},{"$f":"IFERROR(IF(Q$117=1,'K05'!$R107,\"\"),\"\")","v":""},{"$f":"IFERROR(IF(R$117=1,'K06'!$R107,\"\"),\"\")","v":""},{"$f":"IFERROR(IF(S$117=1,'K07'!$R107,\"\"),\"\")","v":""},{"$f":"IFERROR(IF(T$117=1,'K08'!$R107,\"\"),\"\")","v":""},{"$f":"IFERROR(IF(U$117=1,'K09'!$R107,\"\"),\"\")","v":""},{"$f":"IFERROR(IF(V$117=1,'K10'!$R107,\"\"),\"\")","v":""},0]
[14,{"$f":"IFERROR(IF(B$117=1,'K01'!Q108,\"\"),\"\")","v":""},{"$f":"IFERROR(IF(C$117=1,'K02'!Q108,\"\"),\"\")","v":""},{"$f":"IFERROR(IF(D$117=1,'K03'!Q108,\"\"),\"\")","v":""},{"$f":"IFERROR(IF(E$117=1,'K04'!Q108,\"\"),\"\")","v":""},{"$f":"IFERROR(IF(F$117=1,'K05'!Q108,\"\"),\"\")","v":""},{"$f":"IFERROR(IF(G$117=1,'K06'!Q108,\"\"),\"\")","v":""},{"$f":"IFERROR(IF(H$117=1,'K07'!Q108,\"\"),\"\")","v":""},{"$f":"IFERROR(IF(I$117=1,'K08'!Q108,\"\"),\"\")","v":""},{"$f":"IFERROR(IF(J$117=1,'K09'!Q108,\"\"),\"\")","v":""},{"$f":"IFERROR(IF(K$117=1,'K10'!Q108,\"\"),\"\")","v":""},0,{"$f":"IFERROR(IF(M$117=1,'K01'!$R108,\"\"),\"\")","v":""},{"$f":"IFERROR(IF(N$117=1,'K02'!$R108,\"\"),\"\")","v":""},{"$f":"IFERROR(IF(O$117=1,'K03'!$R108,\"\"),\"\")","v":""},{"$f":"IFERROR(IF(P$117=1,'K04'!$R108,\"\"),\"\")","v":""},{"$f":"IFERROR(IF(Q$117=1,'K05'!$R108,\"\"),\"\")","v":""},{"$f":"IFERROR(IF(R$117=1,'K06'!$R108,\"\"),\"\")","v":""},{"$f":"IFERROR(IF(S$117=1,'K07'!$R108,\"\"),\"\")","v":""},{"$f":"IFERROR(IF(T$117=1,'K08'!$R108,\"\"),\"\")","v":""},{"$f":"IFERROR(IF(U$117=1,'K09'!$R108,\"\"),\"\")","v":""},{"$f":"IFERROR(IF(V$117=1,'K10'!$R108,\"\"),\"\")","v":""},0]
[15,{"$f":"IFERROR(IF(B$117=1,'K01'!Q109,\"\"),\"\")","v":""},{"$f":"IFERROR(IF(C$117=1,'K02'!Q109,\"\"),\"\")","v":""},{"$f":"IFERROR(IF(D$117=1,'K03'!Q109,\"\"),\"\")","v":""},{"$f":"IFERROR(IF(E$117=1,'K04'!Q109,\"\"),\"\")","v":""},{"$f":"IFERROR(IF(F$117=1,'K05'!Q109,\"\"),\"\")","v":""},{"$f":"IFERROR(IF(G$117=1,'K06'!Q109,\"\"),\"\")","v":""},{"$f":"IFERROR(IF(H$117=1,'K07'!Q109,\"\"),\"\")","v":""},{"$f":"IFERROR(IF(I$117=1,'K08'!Q109,\"\"),\"\")","v":""},{"$f":"IFERROR(IF(J$117=1,'K09'!Q109,\"\"),\"\")","v":""},{"$f":"IFERROR(IF(K$117=1,'K10'!Q109,\"\"),\"\")","v":""},0,{"$f":"IFERROR(IF(M$117=1,'K01'!$R109,\"\"),\"\")","v":""},{"$f":"IFERROR(IF(N$117=1,'K02'!$R109,\"\"),\"\")","v":""},{"$f":"IFERROR(IF(O$117=1,'K03'!$R109,\"\"),\"\")","v":""},{"$f":"IFERROR(IF(P$117=1,'K04'!$R109,\"\"),\"\")","v":""},{"$f":"IFERROR(IF(Q$117=1,'K05'!$R109,\"\"),\"\")","v":""},{"$f":"IFERROR(IF(R$117=1,'K06'!$R109,\"\"),\"\")","v":""},{"$f":"IFERROR(IF(S$117=1,'K07'!$R109,\"\"),\"\")","v":""},{"$f":"IFERROR(IF(T$117=1,'K08'!$R109,\"\"),\"\")","v":""},{"$f":"IFERROR(IF(U$117=1,'K09'!$R109,\"\"),\"\")","v":""},{"$f":"IFERROR(IF(V$117=1,'K10'!$R109,\"\"),\"\")","v":""},0]
[16,{"$f":"IFERROR(IF(B$117=1,'K01'!Q110,\"\"),\"\")","v":""},{"$f":"IFERROR(IF(C$117=1,'K02'!Q110,\"\"),\"\")","v":""},{"$f":"IFERROR(IF(D$117=1,'K03'!Q110,\"\"),\"\")","v":""},{"$f":"IFERROR(IF(E$117=1,'K04'!Q110,\"\"),\"\")","v":""},{"$f":"IFERROR(IF(F$117=1,'K05'!Q110,\"\"),\"\")","v":""},{"$f":"IFERROR(IF(G$117=1,'K06'!Q110,\"\"),\"\")","v":""},{"$f":"IFERROR(IF(H$117=1,'K07'!Q110,\"\"),\"\")","v":""},{"$f":"IFERROR(IF(I$117=1,'K08'!Q110,\"\"),\"\")","v":""},{"$f":"IFERROR(IF(J$117=1,'K09'!Q110,\"\"),\"\")","v":""},{"$f":"IFERROR(IF(K$117=1,'K10'!Q110,\"\"),\"\")","v":""},0,{"$f":"IFERROR(IF(M$117=1,'K01'!$R110,\"\"),\"\")","v":""},{"$f":"IFERROR(IF(N$117=1,'K02'!$R110,\"\"),\"\")","v":""},{"$f":"IFERROR(IF(O$117=1,'K03'!$R110,\"\"),\"\")","v":""},{"$f":"IFERROR(IF(P$117=1,'K04'!$R110,\"\"),\"\")","v":""},{"$f":"IFERROR(IF(Q$117=1,'K05'!$R110,\"\"),\"\")","v":""},{"$f":"IFERROR(IF(R$117=1,'K06'!$R110,\"\"),\"\")","v":""},{"$f":"IFERROR(IF(S$117=1,'K07'!$R110,\"\"),\"\")","v":""},{"$f":"IFERROR(IF(T$117=1,'K08'!$R110,\"\"),\"\")","v":""},{"$f":"IFERROR(IF(U$117=1,'K09'!$R110,\"\"),\"\")","v":""},{"$f":"IFERROR(IF(V$117=1,'K10'!$R110,\"\"),\"\")","v":""},0]
[17,{"$f":"IFERROR(IF(B$117=1,'K01'!Q111,\"\"),\"\")","v":""},{"$f":"IFERROR(IF(C$117=1,'K02'!Q111,\"\"),\"\")","v":""},{"$f":"IFERROR(IF(D$117=1,'K03'!Q111,\"\"),\"\")","v":""},{"$f":"IFERROR(IF(E$117=1,'K04'!Q111,\"\"),\"\")","v":""},{"$f":"IFERROR(IF(F$117=1,'K05'!Q111,\"\"),\"\")","v":""},{"$f":"IFERROR(IF(G$117=1,'K06'!Q111,\"\"),\"\")","v":""},{"$f":"IFERROR(IF(H$117=1,'K07'!Q111,\"\"),\"\")","v":""},{"$f":"IFERROR(IF(I$117=1,'K08'!Q111,\"\"),\"\")","v":""},{"$f":"IFERROR(IF(J$117=1,'K09'!Q111,\"\"),\"\")","v":""},{"$f":"IFERROR(IF(K$117=1,'K10'!Q111,\"\"),\"\")","v":""},0,{"$f":"IFERROR(IF(M$117=1,'K01'!$R111,\"\"),\"\")","v":""},{"$f":"IFERROR(IF(N$117=1,'K02'!$R111,\"\"),\"\")","v":""},{"$f":"IFERROR(IF(O$117=1,'K03'!$R111,\"\"),\"\")","v":""},{"$f":"IFERROR(IF(P$117=1,'K04'!$R111,\"\"),\"\")","v":""},{"$f":"IFERROR(IF(Q$117=1,'K05'!$R111,\"\"),\"\")","v":""},{"$f":"IFERROR(IF(R$117=1,'K06'!$R111,\"\"),\"\")","v":""},{"$f":"IFERROR(IF(S$117=1,'K07'!$R111,\"\"),\"\")","v":""},{"$f":"IFERROR(IF(T$117=1,'K08'!$R111,\"\"),\"\")","v":""},{"$f":"IFERROR(IF(U$117=1,'K09'!$R111,\"\"),\"\")","v":""},{"$f":"IFERROR(IF(V$117=1,'K10'!$R111,\"\"),\"\")","v":""},0]
[18,{"$f":"IFERROR(IF(B$117=1,'K01'!Q112,\"\"),\"\")","v":""},{"$f":"IFERROR(IF(C$117=1,'K02'!Q112,\"\"),\"\")","v":""},{"$f":"IFERROR(IF(D$117=1,'K03'!Q112,\"\"),\"\")","v":""},{"$f":"IFERROR(IF(E$117=1,'K04'!Q112,\"\"),\"\")","v":""},{"$f":"IFERROR(IF(F$117=1,'K05'!Q112,\"\"),\"\")","v":""},{"$f":"IFERROR(IF(G$117=1,'K06'!Q112,\"\"),\"\")","v":""},{"$f":"IFERROR(IF(H$117=1,'K07'!Q112,\"\"),\"\")","v":""},{"$f":"IFERROR(IF(I$117=1,'K08'!Q112,\"\"),\"\")","v":""},{"$f":"IFERROR(IF(J$117=1,'K09'!Q112,\"\"),\"\")","v":""},{"$f":"IFERROR(IF(K$117=1,'K10'!Q112,\"\"),\"\")","v":""},0,{"$f":"IFERROR(IF(M$117=1,'K01'!$R112,\"\"),\"\")","v":""},{"$f":"IFERROR(IF(N$117=1,'K02'!$R112,\"\"),\"\")","v":""},{"$f":"IFERROR(IF(O$117=1,'K03'!$R112,\"\"),\"\")","v":""},{"$f":"IFERROR(IF(P$117=1,'K04'!$R112,\"\"),\"\")","v":""},{"$f":"IFERROR(IF(Q$117=1,'K05'!$R112,\"\"),\"\")","v":""},{"$f":"IFERROR(IF(R$117=1,'K06'!$R112,\"\"),\"\")","v":""},{"$f":"IFERROR(IF(S$117=1,'K07'!$R112,\"\"),\"\")","v":""},{"$f":"IFERROR(IF(T$117=1,'K08'!$R112,\"\"),\"\")","v":""},{"$f":"IFERROR(IF(U$117=1,'K09'!$R112,\"\"),\"\")","v":""},{"$f":"IFERROR(IF(V$117=1,'K10'!$R112,\"\"),\"\")","v":""},0]
[19,{"$f":"IFERROR(IF(B$117=1,'K01'!Q113,\"\"),\"\")","v":""},{"$f":"IFERROR(IF(C$117=1,'K02'!Q113,\"\"),\"\")","v":""},{"$f":"IFERROR(IF(D$117=1,'K03'!Q113,\"\"),\"\")","v":""},{"$f":"IFERROR(IF(E$117=1,'K04'!Q113,\"\"),\"\")","v":""},{"$f":"IFERROR(IF(F$117=1,'K05'!Q113,\"\"),\"\")","v":""},{"$f":"IFERROR(IF(G$117=1,'K06'!Q113,\"\"),\"\")","v":""},{"$f":"IFERROR(IF(H$117=1,'K07'!Q113,\"\"),\"\")","v":""},{"$f":"IFERROR(IF(I$117=1,'K08'!Q113,\"\"),\"\")","v":""},{"$f":"IFERROR(IF(J$117=1,'K09'!Q113,\"\"),\"\")","v":""},{"$f":"IFERROR(IF(K$117=1,'K10'!Q113,\"\"),\"\")","v":""},0,{"$f":"IFERROR(IF(M$117=1,'K01'!$R113,\"\"),\"\")","v":""},{"$f":"IFERROR(IF(N$117=1,'K02'!$R113,\"\"),\"\")","v":""},{"$f":"IFERROR(IF(O$117=1,'K03'!$R113,\"\"),\"\")","v":""},{"$f":"IFERROR(IF(P$117=1,'K04'!$R113,\"\"),\"\")","v":""},{"$f":"IFERROR(IF(Q$117=1,'K05'!$R113,\"\"),\"\")","v":""},{"$f":"IFERROR(IF(R$117=1,'K06'!$R113,\"\"),\"\")","v":""},{"$f":"IFERROR(IF(S$117=1,'K07'!$R113,\"\"),\"\")","v":""},{"$f":"IFERROR(IF(T$117=1,'K08'!$R113,\"\"),\"\")","v":""},{"$f":"IFERROR(IF(U$117=1,'K09'!$R113,\"\"),\"\")","v":""},{"$f":"IFERROR(IF(V$117=1,'K10'!$R113,\"\"),\"\")","v":""},0]
[20,{"$f":"IFERROR(IF(B$117=1,'K01'!Q114,\"\"),\"\")","v":""},{"$f":"IFERROR(IF(C$117=1,'K02'!Q114,\"\"),\"\")","v":""},{"$f":"IFERROR(IF(D$117=1,'K03'!Q114,\"\"),\"\")","v":""},{"$f":"IFERROR(IF(E$117=1,'K04'!Q114,\"\"),\"\")","v":""},{"$f":"IFERROR(IF(F$117=1,'K05'!Q114,\"\"),\"\")","v":""},{"$f":"IFERROR(IF(G$117=1,'K06'!Q114,\"\"),\"\")","v":""},{"$f":"IFERROR(IF(H$117=1,'K07'!Q114,\"\"),\"\")","v":""},{"$f":"IFERROR(IF(I$117=1,'K08'!Q114,\"\"),\"\")","v":""},{"$f":"IFERROR(IF(J$117=1,'K09'!Q114,\"\"),\"\")","v":""},{"$f":"IFERROR(IF(K$117=1,'K10'!Q114,\"\"),\"\")","v":""},0,{"$f":"IFERROR(IF(M$117=1,'K01'!$R114,\"\"),\"\")","v":""},{"$f":"IFERROR(IF(N$117=1,'K02'!$R114,\"\"),\"\")","v":""},{"$f":"IFERROR(IF(O$117=1,'K03'!$R114,\"\"),\"\")","v":""},{"$f":"IFERROR(IF(P$117=1,'K04'!$R114,\"\"),\"\")","v":""},{"$f":"IFERROR(IF(Q$117=1,'K05'!$R114,\"\"),\"\")","v":""},{"$f":"IFERROR(IF(R$117=1,'K06'!$R114,\"\"),\"\")","v":""},{"$f":"IFERROR(IF(S$117=1,'K07'!$R114,\"\"),\"\")","v":""},{"$f":"IFERROR(IF(T$117=1,'K08'!$R114,\"\"),\"\")","v":""},{"$f":"IFERROR(IF(U$117=1,'K09'!$R114,\"\"),\"\")","v":""},{"$f":"IFERROR(IF(V$117=1,'K10'!$R114,\"\"),\"\")","v":""},0]
[21,{"$f":"IFERROR(IF(B$117=1,'K01'!Q115,\"\"),\"\")","v":""},{"$f":"IFERROR(IF(C$117=1,'K02'!Q115,\"\"),\"\")","v":""},{"$f":"IFERROR(IF(D$117=1,'K03'!Q115,\"\"),\"\")","v":""},{"$f":"IFERROR(IF(E$117=1,'K04'!Q115,\"\"),\"\")","v":""},{"$f":"IFERROR(IF(F$117=1,'K05'!Q115,\"\"),\"\")","v":""},{"$f":"IFERROR(IF(G$117=1,'K06'!Q115,\"\"),\"\")","v":""},{"$f":"IFERROR(IF(H$117=1,'K07'!Q115,\"\"),\"\")","v":""},{"$f":"IFERROR(IF(I$117=1,'K08'!Q115,\"\"),\"\")","v":""},{"$f":"IFERROR(IF(J$117=1,'K09'!Q115,\"\"),\"\")","v":""},{"$f":"IFERROR(IF(K$117=1,'K10'!Q115,\"\"),\"\")","v":""},0,{"$f":"IFERROR(IF(M$117=1,'K01'!$R115,\"\"),\"\")","v":""},{"$f":"IFERROR(IF(N$117=1,'K02'!$R115,\"\"),\"\")","v":""},{"$f":"IFERROR(IF(O$117=1,'K03'!$R115,\"\"),\"\")","v":""},{"$f":"IFERROR(IF(P$117=1,'K04'!$R115,\"\"),\"\")","v":""},{"$f":"IFERROR(IF(Q$117=1,'K05'!$R115,\"\"),\"\")","v":""},{"$f":"IFERROR(IF(R$117=1,'K06'!$R115,\"\"),\"\")","v":""},{"$f":"IFERROR(IF(S$117=1,'K07'!$R115,\"\"),\"\")","v":""},{"$f":"IFERROR(IF(T$117=1,'K08'!$R115,\"\"),\"\")","v":""},{"$f":"IFERROR(IF(U$117=1,'K09'!$R115,\"\"),\"\")","v":""},{"$f":"IFERROR(IF(V$117=1,'K10'!$R115,\"\"),\"\")","v":""},0]
[22,{"$f":"IFERROR(IF(B$117=1,'K01'!Q116,\"\"),\"\")","v":""},{"$f":"IFERROR(IF(C$117=1,'K02'!Q116,\"\"),\"\")","v":""},{"$f":"IFERROR(IF(D$117=1,'K03'!Q116,\"\"),\"\")","v":""},{"$f":"IFERROR(IF(E$117=1,'K04'!Q116,\"\"),\"\")","v":""},{"$f":"IFERROR(IF(F$117=1,'K05'!Q116,\"\"),\"\")","v":""},{"$f":"IFERROR(IF(G$117=1,'K06'!Q116,\"\"),\"\")","v":""},{"$f":"IFERROR(IF(H$117=1,'K07'!Q116,\"\"),\"\")","v":""},{"$f":"IFERROR(IF(I$117=1,'K08'!Q116,\"\"),\"\")","v":""},{"$f":"IFERROR(IF(J$117=1,'K09'!Q116,\"\"),\"\")","v":""},{"$f":"IFERROR(IF(K$117=1,'K10'!Q116,\"\"),\"\")","v":""},0,{"$f":"IFERROR(IF(M$117=1,'K01'!$R116,\"\"),\"\")","v":""},{"$f":"IFERROR(IF(N$117=1,'K02'!$R116,\"\"),\"\")","v":""},{"$f":"IFERROR(IF(O$117=1,'K03'!$R116,\"\"),\"\")","v":""},{"$f":"IFERROR(IF(P$117=1,'K04'!$R116,\"\"),\"\")","v":""},{"$f":"IFERROR(IF(Q$117=1,'K05'!$R116,\"\"),\"\")","v":""},{"$f":"IFERROR(IF(R$117=1,'K06'!$R116,\"\"),\"\")","v":""},{"$f":"IFERROR(IF(S$117=1,'K07'!$R116,\"\"),\"\")","v":""},{"$f":"IFERROR(IF(T$117=1,'K08'!$R116,\"\"),\"\")","v":""},{"$f":"IFERROR(IF(U$117=1,'K09'!$R116,\"\"),\"\")","v":""},{"$f":"IFERROR(IF(V$117=1,'K10'!$R116,\"\"),\"\")","v":""},0]
[23,{"$f":"IFERROR(IF(B$117=1,'K01'!Q117,\"\"),\"\")","v":""},{"$f":"IFERROR(IF(C$117=1,'K02'!Q117,\"\"),\"\")","v":""},{"$f":"IFERROR(IF(D$117=1,'K03'!Q117,\"\"),\"\")","v":""},{"$f":"IFERROR(IF(E$117=1,'K04'!Q117,\"\"),\"\")","v":""},{"$f":"IFERROR(IF(F$117=1,'K05'!Q117,\"\"),\"\")","v":""},{"$f":"IFERROR(IF(G$117=1,'K06'!Q117,\"\"),\"\")","v":""},{"$f":"IFERROR(IF(H$117=1,'K07'!Q117,\"\"),\"\")","v":""},{"$f":"IFERROR(IF(I$117=1,'K08'!Q117,\"\"),\"\")","v":""},{"$f":"IFERROR(IF(J$117=1,'K09'!Q117,\"\"),\"\")","v":""},{"$f":"IFERROR(IF(K$117=1,'K10'!Q117,\"\"),\"\")","v":""},0,{"$f":"IFERROR(IF(M$117=1,'K01'!$R117,\"\"),\"\")","v":""},{"$f":"IFERROR(IF(N$117=1,'K02'!$R117,\"\"),\"\")","v":""},{"$f":"IFERROR(IF(O$117=1,'K03'!$R117,\"\"),\"\")","v":""},{"$f":"IFERROR(IF(P$117=1,'K04'!$R117,\"\"),\"\")","v":""},{"$f":"IFERROR(IF(Q$117=1,'K05'!$R117,\"\"),\"\")","v":""},{"$f":"IFERROR(IF(R$117=1,'K06'!$R117,\"\"),\"\")","v":""},{"$f":"IFERROR(IF(S$117=1,'K07'!$R117,\"\"),\"\")","v":""},{"$f":"IFERROR(IF(T$117=1,'K08'!$R117,\"\"),\"\")","v":""},{"$f":"IFERROR(IF(U$117=1,'K09'!$R117,\"\"),\"\")","v":""},{"$f":"IFERROR(IF(V$117=1,'K10'!$R117,\"\"),\"\")","v":""},0]
[24,{"$f":"IFERROR(IF(B$117=1,'K01'!Q118,\"\"),\"\")","v":""},{"$f":"IFERROR(IF(C$117=1,'K02'!Q118,\"\"),\"\")","v":""},{"$f":"IFERROR(IF(D$117=1,'K03'!Q118,\"\"),\"\")","v":""},{"$f":"IFERROR(IF(E$117=1,'K04'!Q118,\"\"),\"\")","v":""},{"$f":"IFERROR(IF(F$117=1,'K05'!Q118,\"\"),\"\")","v":""},{"$f":"IFERROR(IF(G$117=1,'K06'!Q118,\"\"),\"\")","v":""},{"$f":"IFERROR(IF(H$117=1,'K07'!Q118,\"\"),\"\")","v":""},{"$f":"IFERROR(IF(I$117=1,'K08'!Q118,\"\"),\"\")","v":""},{"$f":"IFERROR(IF(J$117=1,'K09'!Q118,\"\"),\"\")","v":""},{"$f":"IFERROR(IF(K$117=1,'K10'!Q118,\"\"),\"\")","v":""},0,{"$f":"IFERROR(IF(M$117=1,'K01'!$R118,\"\"),\"\")","v":""},{"$f":"IFERROR(IF(N$117=1,'K02'!$R118,\"\"),\"\")","v":""},{"$f":"IFERROR(IF(O$117=1,'K03'!$R118,\"\"),\"\")","v":""},{"$f":"IFERROR(IF(P$117=1,'K04'!$R118,\"\"),\"\")","v":""},{"$f":"IFERROR(IF(Q$117=1,'K05'!$R118,\"\"),\"\")","v":""},{"$f":"IFERROR(IF(R$117=1,'K06'!$R118,\"\"),\"\")","v":""},{"$f":"IFERROR(IF(S$117=1,'K07'!$R118,\"\"),\"\")","v":""},{"$f":"IFERROR(IF(T$117=1,'K08'!$R118,\"\"),\"\")","v":""},{"$f":"IFERROR(IF(U$117=1,'K09'!$R118,\"\"),\"\")","v":""},{"$f":"IFERROR(IF(V$117=1,'K10'!$R118,\"\"),\"\")","v":""},0]
[25,{"$f":"IFERROR(IF(B$117=1,'K01'!Q119,\"\"),\"\")","v":""},{"$f":"IFERROR(IF(C$117=1,'K02'!Q119,\"\"),\"\")","v":""},{"$f":"IFERROR(IF(D$117=1,'K03'!Q119,\"\"),\"\")","v":""},{"$f":"IFERROR(IF(E$117=1,'K04'!Q119,\"\"),\"\")","v":""},{"$f":"IFERROR(IF(F$117=1,'K05'!Q119,\"\"),\"\")","v":""},{"$f":"IFERROR(IF(G$117=1,'K06'!Q119,\"\"),\"\")","v":""},{"$f":"IFERROR(IF(H$117=1,'K07'!Q119,\"\"),\"\")","v":""},{"$f":"IFERROR(IF(I$117=1,'K08'!Q119,\"\"),\"\")","v":""},{"$f":"IFERROR(IF(J$117=1,'K09'!Q119,\"\"),\"\")","v":""},{"$f":"IFERROR(IF(K$117=1,'K10'!Q119,\"\"),\"\")","v":""},0,{"$f":"IFERROR(IF(M$117=1,'K01'!$R119,\"\"),\"\")","v":""},{"$f":"IFERROR(IF(N$117=1,'K02'!$R119,\"\"),\"\")","v":""},{"$f":"IFERROR(IF(O$117=1,'K03'!$R119,\"\"),\"\")","v":""},{"$f":"IFERROR(IF(P$117=1,'K04'!$R119,\"\"),\"\")","v":""},{"$f":"IFERROR(IF(Q$117=1,'K05'!$R119,\"\"),\"\")","v":""},{"$f":"IFERROR(IF(R$117=1,'K06'!$R119,\"\"),\"\")","v":""},{"$f":"IFERROR(IF(S$117=1,'K07'!$R119,\"\"),\"\")","v":""},{"$f":"IFERROR(IF(T$117=1,'K08'!$R119,\"\"),\"\")","v":""},{"$f":"IFERROR(IF(U$117=1,'K09'!$R119,\"\"),\"\")","v":""},{"$f":"IFERROR(IF(V$117=1,'K10'!$R119,\"\"),\"\")","v":""},0]
[26,{"$f":"IFERROR(IF(B$117=1,'K01'!Q120,\"\"),\"\")","v":""},{"$f":"IFERROR(IF(C$117=1,'K02'!Q120,\"\"),\"\")","v":""},{"$f":"IFERROR(IF(D$117=1,'K03'!Q120,\"\"),\"\")","v":""},{"$f":"IFERROR(IF(E$117=1,'K04'!Q120,\"\"),\"\")","v":""},{"$f":"IFERROR(IF(F$117=1,'K05'!Q120,\"\"),\"\")","v":""},{"$f":"IFERROR(IF(G$117=1,'K06'!Q120,\"\"),\"\")","v":""},{"$f":"IFERROR(IF(H$117=1,'K07'!Q120,\"\"),\"\")","v":""},{"$f":"IFERROR(IF(I$117=1,'K08'!Q120,\"\"),\"\")","v":""},{"$f":"IFERROR(IF(J$117=1,'K09'!Q120,\"\"),\"\")","v":""},{"$f":"IFERROR(IF(K$117=1,'K10'!Q120,\"\"),\"\")","v":""},0,{"$f":"IFERROR(IF(M$117=1,'K01'!$R120,\"\"),\"\")","v":""},{"$f":"IFERROR(IF(N$117=1,'K02'!$R120,\"\"),\"\")","v":""},{"$f":"IFERROR(IF(O$117=1,'K03'!$R120,\"\"),\"\")","v":""},{"$f":"IFERROR(IF(P$117=1,'K04'!$R120,\"\"),\"\")","v":""},{"$f":"IFERROR(IF(Q$117=1,'K05'!$R120,\"\"),\"\")","v":""},{"$f":"IFERROR(IF(R$117=1,'K06'!$R120,\"\"),\"\")","v":""},{"$f":"IFERROR(IF(S$117=1,'K07'!$R120,\"\"),\"\")","v":""},{"$f":"IFERROR(IF(T$117=1,'K08'!$R120,\"\"),\"\")","v":""},{"$f":"IFERROR(IF(U$117=1,'K09'!$R120,\"\"),\"\")","v":""},{"$f":"IFERROR(IF(V$117=1,'K10'!$R120,\"\"),\"\")","v":""},0]
[27,{"$f":"IFERROR(IF(B$117=1,'K01'!Q121,\"\"),\"\")","v":""},{"$f":"IFERROR(IF(C$117=1,'K02'!Q121,\"\"),\"\")","v":""},{"$f":"IFERROR(IF(D$117=1,'K03'!Q121,\"\"),\"\")","v":""},{"$f":"IFERROR(IF(E$117=1,'K04'!Q121,\"\"),\"\")","v":""},{"$f":"IFERROR(IF(F$117=1,'K05'!Q121,\"\"),\"\")","v":""},{"$f":"IFERROR(IF(G$117=1,'K06'!Q121,\"\"),\"\")","v":""},{"$f":"IFERROR(IF(H$117=1,'K07'!Q121,\"\"),\"\")","v":""},{"$f":"IFERROR(IF(I$117=1,'K08'!Q121,\"\"),\"\")","v":""},{"$f":"IFERROR(IF(J$117=1,'K09'!Q121,\"\"),\"\")","v":""},{"$f":"IFERROR(IF(K$117=1,'K10'!Q121,\"\"),\"\")","v":""},0,{"$f":"IFERROR(IF(M$117=1,'K01'!$R121,\"\"),\"\")","v":""},{"$f":"IFERROR(IF(N$117=1,'K02'!$R121,\"\"),\"\")","v":""},{"$f":"IFERROR(IF(O$117=1,'K03'!$R121,\"\"),\"\")","v":""},{"$f":"IFERROR(IF(P$117=1,'K04'!$R121,\"\"),\"\")","v":""},{"$f":"IFERROR(IF(Q$117=1,'K05'!$R121,\"\"),\"\")","v":""},{"$f":"IFERROR(IF(R$117=1,'K06'!$R121,\"\"),\"\")","v":""},{"$f":"IFERROR(IF(S$117=1,'K07'!$R121,\"\"),\"\")","v":""},{"$f":"IFERROR(IF(T$117=1,'K08'!$R121,\"\"),\"\")","v":""},{"$f":"IFERROR(IF(U$117=1,'K09'!$R121,\"\"),\"\")","v":""},{"$f":"IFERROR(IF(V$117=1,'K10'!$R121,\"\"),\"\")","v":""},0]
[28,{"$f":"IFERROR(IF(B$117=1,'K01'!Q122,\"\"),\"\")","v":""},{"$f":"IFERROR(IF(C$117=1,'K02'!Q122,\"\"),\"\")","v":""},{"$f":"IFERROR(IF(D$117=1,'K03'!Q122,\"\"),\"\")","v":""},{"$f":"IFERROR(IF(E$117=1,'K04'!Q122,\"\"),\"\")","v":""},{"$f":"IFERROR(IF(F$117=1,'K05'!Q122,\"\"),\"\")","v":""},{"$f":"IFERROR(IF(G$117=1,'K06'!Q122,\"\"),\"\")","v":""},{"$f":"IFERROR(IF(H$117=1,'K07'!Q122,\"\"),\"\")","v":""},{"$f":"IFERROR(IF(I$117=1,'K08'!Q122,\"\"),\"\")","v":""},{"$f":"IFERROR(IF(J$117=1,'K09'!Q122,\"\"),\"\")","v":""},{"$f":"IFERROR(IF(K$117=1,'K10'!Q122,\"\"),\"\")","v":""},0,{"$f":"IFERROR(IF(M$117=1,'K01'!$R122,\"\"),\"\")","v":""},{"$f":"IFERROR(IF(N$117=1,'K02'!$R122,\"\"),\"\")","v":""},{"$f":"IFERROR(IF(O$117=1,'K03'!$R122,\"\"),\"\")","v":""},{"$f":"IFERROR(IF(P$117=1,'K04'!$R122,\"\"),\"\")","v":""},{"$f":"IFERROR(IF(Q$117=1,'K05'!$R122,\"\"),\"\")","v":""},{"$f":"IFERROR(IF(R$117=1,'K06'!$R122,\"\"),\"\")","v":""},{"$f":"IFERROR(IF(S$117=1,'K07'!$R122,\"\"),\"\")","v":""},{"$f":"IFERROR(IF(T$117=1,'K08'!$R122,\"\"),\"\")","v":""},{"$f":"IFERROR(IF(U$117=1,'K09'!$R122,\"\"),\"\")","v":""},{"$f":"IFERROR(IF(V$117=1,'K10'!$R122,\"\"),\"\")","v":""},0]
[29,{"$f":"IFERROR(IF(B$117=1,'K01'!Q123,\"\"),\"\")","v":""},{"$f":"IFERROR(IF(C$117=1,'K02'!Q123,\"\"),\"\")","v":""},{"$f":"IFERROR(IF(D$117=1,'K03'!Q123,\"\"),\"\")","v":""},{"$f":"IFERROR(IF(E$117=1,'K04'!Q123,\"\"),\"\")","v":""},{"$f":"IFERROR(IF(F$117=1,'K05'!Q123,\"\"),\"\")","v":""},{"$f":"IFERROR(IF(G$117=1,'K06'!Q123,\"\"),\"\")","v":""},{"$f":"IFERROR(IF(H$117=1,'K07'!Q123,\"\"),\"\")","v":""},{"$f":"IFERROR(IF(I$117=1,'K08'!Q123,\"\"),\"\")","v":""},{"$f":"IFERROR(IF(J$117=1,'K09'!Q123,\"\"),\"\")","v":""},{"$f":"IFERROR(IF(K$117=1,'K10'!Q123,\"\"),\"\")","v":""},0,{"$f":"IFERROR(IF(M$117=1,'K01'!$R123,\"\"),\"\")","v":""},{"$f":"IFERROR(IF(N$117=1,'K02'!$R123,\"\"),\"\")","v":""},{"$f":"IFERROR(IF(O$117=1,'K03'!$R123,\"\"),\"\")","v":""},{"$f":"IFERROR(IF(P$117=1,'K04'!$R123,\"\"),\"\")","v":""},{"$f":"IFERROR(IF(Q$117=1,'K05'!$R123,\"\"),\"\")","v":""},{"$f":"IFERROR(IF(R$117=1,'K06'!$R123,\"\"),\"\")","v":""},{"$f":"IFERROR(IF(S$117=1,'K07'!$R123,\"\"),\"\")","v":""},{"$f":"IFERROR(IF(T$117=1,'K08'!$R123,\"\"),\"\")","v":""},{"$f":"IFERROR(IF(U$117=1,'K09'!$R123,\"\"),\"\")","v":""},{"$f":"IFERROR(IF(V$117=1,'K10'!$R123,\"\"),\"\")","v":""},0]
[30,{"$f":"IFERROR(IF(B$117=1,'K01'!Q124,\"\"),\"\")","v":""},{"$f":"IFERROR(IF(C$117=1,'K02'!Q124,\"\"),\"\")","v":""},{"$f":"IFERROR(IF(D$117=1,'K03'!Q124,\"\"),\"\")","v":""},{"$f":"IFERROR(IF(E$117=1,'K04'!Q124,\"\"),\"\")","v":""},{"$f":"IFERROR(IF(F$117=1,'K05'!Q124,\"\"),\"\")","v":""},{"$f":"IFERROR(IF(G$117=1,'K06'!Q124,\"\"),\"\")","v":""},{"$f":"IFERROR(IF(H$117=1,'K07'!Q124,\"\"),\"\")","v":""},{"$f":"IFERROR(IF(I$117=1,'K08'!Q124,\"\"),\"\")","v":""},{"$f":"IFERROR(IF(J$117=1,'K09'!Q124,\"\"),\"\")","v":""},{"$f":"IFERROR(IF(K$117=1,'K10'!Q124,\"\"),\"\")","v":""},0,{"$f":"IFERROR(IF(M$117=1,'K01'!$R124,\"\"),\"\")","v":""},{"$f":"IFERROR(IF(N$117=1,'K02'!$R124,\"\"),\"\")","v":""},{"$f":"IFERROR(IF(O$117=1,'K03'!$R124,\"\"),\"\")","v":""},{"$f":"IFERROR(IF(P$117=1,'K04'!$R124,\"\"),\"\")","v":""},{"$f":"IFERROR(IF(Q$117=1,'K05'!$R124,\"\"),\"\")","v":""},{"$f":"IFERROR(IF(R$117=1,'K06'!$R124,\"\"),\"\")","v":""},{"$f":"IFERROR(IF(S$117=1,'K07'!$R124,\"\"),\"\")","v":""},{"$f":"IFERROR(IF(T$117=1,'K08'!$R124,\"\"),\"\")","v":""},{"$f":"IFERROR(IF(U$117=1,'K09'!$R124,\"\"),\"\")","v":""},{"$f":"IFERROR(IF(V$117=1,'K10'!$R124,\"\"),\"\")","v":""},0]
[31,{"$f":"IFERROR(IF(B$117=1,'K01'!Q125,\"\"),\"\")","v":""},{"$f":"IFERROR(IF(C$117=1,'K02'!Q125,\"\"),\"\")","v":""},{"$f":"IFERROR(IF(D$117=1,'K03'!Q125,\"\"),\"\")","v":""},{"$f":"IFERROR(IF(E$117=1,'K04'!Q125,\"\"),\"\")","v":""},{"$f":"IFERROR(IF(F$117=1,'K05'!Q125,\"\"),\"\")","v":""},{"$f":"IFERROR(IF(G$117=1,'K06'!Q125,\"\"),\"\")","v":""},{"$f":"IFERROR(IF(H$117=1,'K07'!Q125,\"\"),\"\")","v":""},{"$f":"IFERROR(IF(I$117=1,'K08'!Q125,\"\"),\"\")","v":""},{"$f":"IFERROR(IF(J$117=1,'K09'!Q125,\"\"),\"\")","v":""},{"$f":"IFERROR(IF(K$117=1,'K10'!Q125,\"\"),\"\")","v":""},0,{"$f":"IFERROR(IF(M$117=1,'K01'!$R125,\"\"),\"\")","v":""},{"$f":"IFERROR(IF(N$117=1,'K02'!$R125,\"\"),\"\")","v":""},{"$f":"IFERROR(IF(O$117=1,'K03'!$R125,\"\"),\"\")","v":""},{"$f":"IFERROR(IF(P$117=1,'K04'!$R125,\"\"),\"\")","v":""},{"$f":"IFERROR(IF(Q$117=1,'K05'!$R125,\"\"),\"\")","v":""},{"$f":"IFERROR(IF(R$117=1,'K06'!$R125,\"\"),\"\")","v":""},{"$f":"IFERROR(IF(S$117=1,'K07'!$R125,\"\"),\"\")","v":""},{"$f":"IFERROR(IF(T$117=1,'K08'!$R125,\"\"),\"\")","v":""},{"$f":"IFERROR(IF(U$117=1,'K09'!$R125,\"\"),\"\")","v":""},{"$f":"IFERROR(IF(V$117=1,'K10'!$R125,\"\"),\"\")","v":""},0]
[32,{"$f":"IFERROR(IF(B$117=1,'K01'!Q126,\"\"),\"\")","v":""},{"$f":"IFERROR(IF(C$117=1,'K02'!Q126,\"\"),\"\")","v":""},{"$f":"IFERROR(IF(D$117=1,'K03'!Q126,\"\"),\"\")","v":""},{"$f":"IFERROR(IF(E$117=1,'K04'!Q126,\"\"),\"\")","v":""},{"$f":"IFERROR(IF(F$117=1,'K05'!Q126,\"\"),\"\")","v":""},{"$f":"IFERROR(IF(G$117=1,'K06'!Q126,\"\"),\"\")","v":""},{"$f":"IFERROR(IF(H$117=1,'K07'!Q126,\"\"),\"\")","v":""},{"$f":"IFERROR(IF(I$117=1,'K08'!Q126,\"\"),\"\")","v":""},{"$f":"IFERROR(IF(J$117=1,'K09'!Q126,\"\"),\"\")","v":""},{"$f":"IFERROR(IF(K$117=1,'K10'!Q126,\"\"),\"\")","v":""},0,{"$f":"IFERROR(IF(M$117=1,'K01'!$R126,\"\"),\"\")","v":""},{"$f":"IFERROR(IF(N$117=1,'K02'!$R126,\"\"),\"\")","v":""},{"$f":"IFERROR(IF(O$117=1,'K03'!$R126,\"\"),\"\")","v":""},{"$f":"IFERROR(IF(P$117=1,'K04'!$R126,\"\"),\"\")","v":""},{"$f":"IFERROR(IF(Q$117=1,'K05'!$R126,\"\"),\"\")","v":""},{"$f":"IFERROR(IF(R$117=1,'K06'!$R126,\"\"),\"\")","v":""},{"$f":"IFERROR(IF(S$117=1,'K07'!$R126,\"\"),\"\")","v":""},{"$f":"IFERROR(IF(T$117=1,'K08'!$R126,\"\"),\"\")","v":""},{"$f":"IFERROR(IF(U$117=1,'K09'!$R126,\"\"),\"\")","v":""},{"$f":"IFERROR(IF(V$117=1,'K10'!$R126,\"\"),\"\")","v":""},0]
[33,{"$f":"IFERROR(IF(B$117=1,'K01'!Q127,\"\"),\"\")","v":""},{"$f":"IFERROR(IF(C$117=1,'K02'!Q127,\"\"),\"\")","v":""},{"$f":"IFERROR(IF(D$117=1,'K03'!Q127,\"\"),\"\")","v":""},{"$f":"IFERROR(IF(E$117=1,'K04'!Q127,\"\"),\"\")","v":""},{"$f":"IFERROR(IF(F$117=1,'K05'!Q127,\"\"),\"\")","v":""},{"$f":"IFERROR(IF(G$117=1,'K06'!Q127,\"\"),\"\")","v":""},{"$f":"IFERROR(IF(H$117=1,'K07'!Q127,\"\"),\"\")","v":""},{"$f":"IFERROR(IF(I$117=1,'K08'!Q127,\"\"),\"\")","v":""},{"$f":"IFERROR(IF(J$117=1,'K09'!Q127,\"\"),\"\")","v":""},{"$f":"IFERROR(IF(K$117=1,'K10'!Q127,\"\"),\"\")","v":""},0,{"$f":"IFERROR(IF(M$117=1,'K01'!$R127,\"\"),\"\")","v":""},{"$f":"IFERROR(IF(N$117=1,'K02'!$R127,\"\"),\"\")","v":""},{"$f":"IFERROR(IF(O$117=1,'K03'!$R127,\"\"),\"\")","v":""},{"$f":"IFERROR(IF(P$117=1,'K04'!$R127,\"\"),\"\")","v":""},{"$f":"IFERROR(IF(Q$117=1,'K05'!$R127,\"\"),\"\")","v":""},{"$f":"IFERROR(IF(R$117=1,'K06'!$R127,\"\"),\"\")","v":""},{"$f":"IFERROR(IF(S$117=1,'K07'!$R127,\"\"),\"\")","v":""},{"$f":"IFERROR(IF(T$117=1,'K08'!$R127,\"\"),\"\")","v":""},{"$f":"IFERROR(IF(U$117=1,'K09'!$R127,\"\"),\"\")","v":""},{"$f":"IFERROR(IF(V$117=1,'K10'!$R127,\"\"),\"\")","v":""},0]
[34,{"$f":"IFERROR(IF(B$117=1,'K01'!Q128,\"\"),\"\")","v":""},{"$f":"IFERROR(IF(C$117=1,'K02'!Q128,\"\"),\"\")","v":""},{"$f":"IFERROR(IF(D$117=1,'K03'!Q128,\"\"),\"\")","v":""},{"$f":"IFERROR(IF(E$117=1,'K04'!Q128,\"\"),\"\")","v":""},{"$f":"IFERROR(IF(F$117=1,'K05'!Q128,\"\"),\"\")","v":""},{"$f":"IFERROR(IF(G$117=1,'K06'!Q128,\"\"),\"\")","v":""},{"$f":"IFERROR(IF(H$117=1,'K07'!Q128,\"\"),\"\")","v":""},{"$f":"IFERROR(IF(I$117=1,'K08'!Q128,\"\"),\"\")","v":""},{"$f":"IFERROR(IF(J$117=1,'K09'!Q128,\"\"),\"\")","v":""},{"$f":"IFERROR(IF(K$117=1,'K10'!Q128,\"\"),\"\")","v":""},0,{"$f":"IFERROR(IF(M$117=1,'K01'!$R128,\"\"),\"\")","v":""},{"$f":"IFERROR(IF(N$117=1,'K02'!$R128,\"\"),\"\")","v":""},{"$f":"IFERROR(IF(O$117=1,'K03'!$R128,\"\"),\"\")","v":""},{"$f":"IFERROR(IF(P$117=1,'K04'!$R128,\"\"),\"\")","v":""},{"$f":"IFERROR(IF(Q$117=1,'K05'!$R128,\"\"),\"\")","v":""},{"$f":"IFERROR(IF(R$117=1,'K06'!$R128,\"\"),\"\")","v":""},{"$f":"IFERROR(IF(S$117=1,'K07'!$R128,\"\"),\"\")","v":""},{"$f":"IFERROR(IF(T$117=1,'K08'!$R128,\"\"),\"\")","v":""},{"$f":"IFERROR(IF(U$117=1,'K09'!$R128,\"\"),\"\")","v":""},{"$f":"IFERROR(IF(V$117=1,'K10'!$R128,\"\"),\"\")","v":""},0]
[{"$f":"A245","v":35},{"$f":"IFERROR(IF(B$117=1,'K01'!Q129,\"\"),\"\")","v":""},{"$f":"IFERROR(IF(C$117=1,'K02'!Q129,\"\"),\"\")","v":""},{"$f":"IFERROR(IF(D$117=1,'K03'!Q129,\"\"),\"\")","v":""},{"$f":"IFERROR(IF(E$117=1,'K04'!Q129,\"\"),\"\")","v":""},{"$f":"IFERROR(IF(F$117=1,'K05'!Q129,\"\"),\"\")","v":""},{"$f":"IFERROR(IF(G$117=1,'K06'!Q129,\"\"),\"\")","v":""},{"$f":"IFERROR(IF(H$117=1,'K07'!Q129,\"\"),\"\")","v":""},{"$f":"IFERROR(IF(I$117=1,'K08'!Q129,\"\"),\"\")","v":""},{"$f":"IFERROR(IF(J$117=1,'K09'!Q129,\"\"),\"\")","v":""},{"$f":"IFERROR(IF(K$117=1,'K10'!Q129,\"\"),\"\")","v":""},0,{"$f":"IFERROR(IF(M$117=1,'K01'!$R129,\"\"),\"\")","v":""},{"$f":"IFERROR(IF(N$117=1,'K02'!$R129,\"\"),\"\")","v":""},{"$f":"IFERROR(IF(O$117=1,'K03'!$R129,\"\"),\"\")","v":""},{"$f":"IFERROR(IF(P$117=1,'K04'!$R129,\"\"),\"\")","v":""},{"$f":"IFERROR(IF(Q$117=1,'K05'!$R129,\"\"),\"\")","v":""},{"$f":"IFERROR(IF(R$117=1,'K06'!$R129,\"\"),\"\")","v":""},{"$f":"IFERROR(IF(S$117=1,'K07'!$R129,\"\"),\"\")","v":""},{"$f":"IFERROR(IF(T$117=1,'K08'!$R129,\"\"),\"\")","v":""},{"$f":"IFERROR(IF(U$117=1,'K09'!$R129,\"\"),\"\")","v":""},{"$f":"IFERROR(IF(V$117=1,'K10'!$R129,\"\"),\"\")","v":""},0]
[]
[]
["Erhöhte Vorlauftemperaturen Gruppen"]
[{"$f":"A249","v":"Tab"},"Gruppe 1","Gruppe 2","Gruppe 3","Gruppe 4","Gruppe 5","Gruppe 6","Gruppe 7","Gruppe 8","Gruppe 9","Gruppe 10","Min. Gr. 1-6","Gruppe 1","Gruppe 2","Gruppe 3","Gruppe 4","Gruppe 5","Gruppe 6","Gruppe 7","Gruppe 8","Gruppe 9","Gruppe 10","Min. Gr. 1-6"]
[{"$f":"A250","v":"[°C]"},"[°C]","[°C]","[°C]","[°C]","[°C]","[°C]","[°C]","[°C]","[°C]","[°C]","[°C]","[°C]","[°C]","[°C]","[°C]","[°C]","[°C]","[°C]","[°C]","[°C]","[°C]","[°C]"]
[]
[{"$f":"A252","v":-25},{"$f":"IFERROR(IF(B$117=1,'K01'!$S69,0),0)","v":0},{"$f":"IFERROR(IF(C$117=1,'K02'!$S69,0),0)","v":0},{"$f":"IFERROR(IF(D$117=1,'K03'!$S69,0),0)","v":0},{"$f":"IFERROR(IF(E$117=1,'K04'!$S69,0),0)","v":0},{"$f":"IFERROR(IF(F$117=1,'K05'!$S69,0),0)","v":0},{"$f":"IFERROR(IF(G$117=1,'K06'!$S69,0),0)","v":0},{"$f":"IFERROR(IF(H$117=1,'K07'!$S69,0),0)","v":0},{"$f":"IFERROR(IF(I$117=1,'K08'!$S69,0),0)","v":0},{"$f":"IFERROR(IF(J$117=1,'K09'!$S69,0),0)","v":0},{"$f":"IFERROR(IF(K$117=1,'K10'!$S69,0),0)","v":0},{"$f":"MIN(B319:K319)","v":0},{"$f":"IFERROR(IF(B$117=1,'K01'!$T69,0),0)","v":0},{"$f":"IFERROR(IF(C$117=1,'K02'!$T69,0),0)","v":0},{"$f":"IFERROR(IF(D$117=1,'K03'!$T69,0),0)","v":0},{"$f":"IFERROR(IF(E$117=1,'K04'!$T69,0),0)","v":0},{"$f":"IFERROR(IF(F$117=1,'K05'!$T69,0),0)","v":0},{"$f":"IFERROR(IF(G$117=1,'K06'!$T69,0),0)","v":0},{"$f":"IFERROR(IF(H$117=1,'K07'!$T69,0),0)","v":0},{"$f":"IFERROR(IF(I$117=1,'K08'!$T69,0),0)","v":0},{"$f":"IFERROR(IF(J$117=1,'K09'!$T69,0),0)","v":0},{"$f":"IFERROR(IF(K$117=1,'K10'!$T69,0),0)","v":0},{"$f":"MIN(M319:V319)","v":0}]
[{"$f":"A253","v":-24},{"$f":"IFERROR(IF(B$117=1,'K01'!$S70,0),0)","v":0},{"$f":"IFERROR(IF(C$117=1,'K02'!$S70,0),0)","v":0},{"$f":"IFERROR(IF(D$117=1,'K03'!$S70,0),0)","v":0},{"$f":"IFERROR(IF(E$117=1,'K04'!$S70,0),0)","v":0},{"$f":"IFERROR(IF(F$117=1,'K05'!$S70,0),0)","v":0},{"$f":"IFERROR(IF(G$117=1,'K06'!$S70,0),0)","v":0},{"$f":"IFERROR(IF(H$117=1,'K07'!$S70,0),0)","v":0},{"$f":"IFERROR(IF(I$117=1,'K08'!$S70,0),0)","v":0},{"$f":"IFERROR(IF(J$117=1,'K09'!$S70,0),0)","v":0},{"$f":"IFERROR(IF(K$117=1,'K10'!$S70,0),0)","v":0},{"$f":"MIN(B320:G320)","v":0},{"$f":"IFERROR(IF(B$117=1,'K01'!$T70,0),0)","v":0},{"$f":"IFERROR(IF(C$117=1,'K02'!$T70,0),0)","v":0},{"$f":"IFERROR(IF(D$117=1,'K03'!$T70,0),0)","v":0},{"$f":"IFERROR(IF(E$117=1,'K04'!$T70,0),0)","v":0},{"$f":"IFERROR(IF(F$117=1,'K05'!$T70,0),0)","v":0},{"$f":"IFERROR(IF(G$117=1,'K06'!$T70,0),0)","v":0},{"$f":"IFERROR(IF(H$117=1,'K07'!$T70,0),0)","v":0},{"$f":"IFERROR(IF(I$117=1,'K08'!$T70,0),0)","v":0},{"$f":"IFERROR(IF(J$117=1,'K09'!$T70,0),0)","v":0},{"$f":"IFERROR(IF(K$117=1,'K10'!$T70,0),0)","v":0},{"$f":"MIN(M320:V320)","v":0}]
[-23,{"$f":"IFERROR(IF(B$117=1,'K01'!$S71,0),0)","v":0},{"$f":"IFERROR(IF(C$117=1,'K02'!$S71,0),0)","v":0},{"$f":"IFERROR(IF(D$117=1,'K03'!$S71,0),0)","v":0},{"$f":"IFERROR(IF(E$117=1,'K04'!$S71,0),0)","v":0},{"$f":"IFERROR(IF(F$117=1,'K05'!$S71,0),0)","v":0},{"$f":"IFERROR(IF(G$117=1,'K06'!$S71,0),0)","v":0},{"$f":"IFERROR(IF(H$117=1,'K07'!$S71,0),0)","v":0},{"$f":"IFERROR(IF(I$117=1,'K08'!$S71,0),0)","v":0},{"$f":"IFERROR(IF(J$117=1,'K09'!$S71,0),0)","v":0},{"$f":"IFERROR(IF(K$117=1,'K10'!$S71,0),0)","v":0},0,{"$f":"IFERROR(IF(B$117=1,'K01'!$T71,0),0)","v":0},{"$f":"IFERROR(IF(C$117=1,'K02'!$T71,0),0)","v":0},{"$f":"IFERROR(IF(D$117=1,'K03'!$T71,0),0)","v":0},{"$f":"IFERROR(IF(E$117=1,'K04'!$T71,0),0)","v":0},{"$f":"IFERROR(IF(F$117=1,'K05'!$T71,0),0)","v":0},{"$f":"IFERROR(IF(G$117=1,'K06'!$T71,0),0)","v":0},{"$f":"IFERROR(IF(H$117=1,'K07'!$T71,0),0)","v":0},{"$f":"IFERROR(IF(I$117=1,'K08'!$T71,0),0)","v":0},{"$f":"IFERROR(IF(J$117=1,'K09'!$T71,0),0)","v":0},{"$f":"IFERROR(IF(K$117=1,'K10'!$T71,0),0)","v":0},0]
[-22,{"$f":"IFERROR(IF(B$117=1,'K01'!$S72,0),0)","v":0},{"$f":"IFERROR(IF(C$117=1,'K02'!$S72,0),0)","v":0},{"$f":"IFERROR(IF(D$117=1,'K03'!$S72,0),0)","v":0},{"$f":"IFERROR(IF(E$117=1,'K04'!$S72,0),0)","v":0},{"$f":"IFERROR(IF(F$117=1,'K05'!$S72,0),0)","v":0},{"$f":"IFERROR(IF(G$117=1,'K06'!$S72,0),0)","v":0},{"$f":"IFERROR(IF(H$117=1,'K07'!$S72,0),0)","v":0},{"$f":"IFERROR(IF(I$117=1,'K08'!$S72,0),0)","v":0},{"$f":"IFERROR(IF(J$117=1,'K09'!$S72,0),0)","v":0},{"$f":"IFERROR(IF(K$117=1,'K10'!$S72,0),0)","v":0},0,{"$f":"IFERROR(IF(B$117=1,'K01'!$T72,0),0)","v":0},{"$f":"IFERROR(IF(C$117=1,'K02'!$T72,0),0)","v":0},{"$f":"IFERROR(IF(D$117=1,'K03'!$T72,0),0)","v":0},{"$f":"IFERROR(IF(E$117=1,'K04'!$T72,0),0)","v":0},{"$f":"IFERROR(IF(F$117=1,'K05'!$T72,0),0)","v":0},{"$f":"IFERROR(IF(G$117=1,'K06'!$T72,0),0)","v":0},{"$f":"IFERROR(IF(H$117=1,'K07'!$T72,0),0)","v":0},{"$f":"IFERROR(IF(I$117=1,'K08'!$T72,0),0)","v":0},{"$f":"IFERROR(IF(J$117=1,'K09'!$T72,0),0)","v":0},{"$f":"IFERROR(IF(K$117=1,'K10'!$T72,0),0)","v":0},0]
[-21,{"$f":"IFERROR(IF(B$117=1,'K01'!$S73,0),0)","v":0},{"$f":"IFERROR(IF(C$117=1,'K02'!$S73,0),0)","v":0},{"$f":"IFERROR(IF(D$117=1,'K03'!$S73,0),0)","v":0},{"$f":"IFERROR(IF(E$117=1,'K04'!$S73,0),0)","v":0},{"$f":"IFERROR(IF(F$117=1,'K05'!$S73,0),0)","v":0},{"$f":"IFERROR(IF(G$117=1,'K06'!$S73,0),0)","v":0},{"$f":"IFERROR(IF(H$117=1,'K07'!$S73,0),0)","v":0},{"$f":"IFERROR(IF(I$117=1,'K08'!$S73,0),0)","v":0},{"$f":"IFERROR(IF(J$117=1,'K09'!$S73,0),0)","v":0},{"$f":"IFERROR(IF(K$117=1,'K10'!$S73,0),0)","v":0},0,{"$f":"IFERROR(IF(B$117=1,'K01'!$T73,0),0)","v":0},{"$f":"IFERROR(IF(C$117=1,'K02'!$T73,0),0)","v":0},{"$f":"IFERROR(IF(D$117=1,'K03'!$T73,0),0)","v":0},{"$f":"IFERROR(IF(E$117=1,'K04'!$T73,0),0)","v":0},{"$f":"IFERROR(IF(F$117=1,'K05'!$T73,0),0)","v":0},{"$f":"IFERROR(IF(G$117=1,'K06'!$T73,0),0)","v":0},{"$f":"IFERROR(IF(H$117=1,'K07'!$T73,0),0)","v":0},{"$f":"IFERROR(IF(I$117=1,'K08'!$T73,0),0)","v":0},{"$f":"IFERROR(IF(J$117=1,'K09'!$T73,0),0)","v":0},{"$f":"IFERROR(IF(K$117=1,'K10'!$T73,0),0)","v":0},0]
[-20,{"$f":"IFERROR(IF(B$117=1,'K01'!$S74,0),0)","v":0},{"$f":"IFERROR(IF(C$117=1,'K02'!$S74,0),0)","v":0},{"$f":"IFERROR(IF(D$117=1,'K03'!$S74,0),0)","v":0},{"$f":"IFERROR(IF(E$117=1,'K04'!$S74,0),0)","v":0},{"$f":"IFERROR(IF(F$117=1,'K05'!$S74,0),0)","v":0},{"$f":"IFERROR(IF(G$117=1,'K06'!$S74,0),0)","v":0},{"$f":"IFERROR(IF(H$117=1,'K07'!$S74,0),0)","v":0},{"$f":"IFERROR(IF(I$117=1,'K08'!$S74,0),0)","v":0},{"$f":"IFERROR(IF(J$117=1,'K09'!$S74,0),0)","v":0},{"$f":"IFERROR(IF(K$117=1,'K10'!$S74,0),0)","v":0},0,{"$f":"IFERROR(IF(B$117=1,'K01'!$T74,0),0)","v":0},{"$f":"IFERROR(IF(C$117=1,'K02'!$T74,0),0)","v":0},{"$f":"IFERROR(IF(D$117=1,'K03'!$T74,0),0)","v":0},{"$f":"IFERROR(IF(E$117=1,'K04'!$T74,0),0)","v":0},{"$f":"IFERROR(IF(F$117=1,'K05'!$T74,0),0)","v":0},{"$f":"IFERROR(IF(G$117=1,'K06'!$T74,0),0)","v":0},{"$f":"IFERROR(IF(H$117=1,'K07'!$T74,0),0)","v":0},{"$f":"IFERROR(IF(I$117=1,'K08'!$T74,0),0)","v":0},{"$f":"IFERROR(IF(J$117=1,'K09'!$T74,0),0)","v":0},{"$f":"IFERROR(IF(K$117=1,'K10'!$T74,0),0)","v":0},0]
[-19,{"$f":"IFERROR(IF(B$117=1,'K01'!$S75,0),0)","v":0},{"$f":"IFERROR(IF(C$117=1,'K02'!$S75,0),0)","v":0},{"$f":"IFERROR(IF(D$117=1,'K03'!$S75,0),0)","v":0},{"$f":"IFERROR(IF(E$117=1,'K04'!$S75,0),0)","v":0},{"$f":"IFERROR(IF(F$117=1,'K05'!$S75,0),0)","v":0},{"$f":"IFERROR(IF(G$117=1,'K06'!$S75,0),0)","v":0},{"$f":"IFERROR(IF(H$117=1,'K07'!$S75,0),0)","v":0},{"$f":"IFERROR(IF(I$117=1,'K08'!$S75,0),0)","v":0},{"$f":"IFERROR(IF(J$117=1,'K09'!$S75,0),0)","v":0},{"$f":"IFERROR(IF(K$117=1,'K10'!$S75,0),0)","v":0},0,{"$f":"IFERROR(IF(B$117=1,'K01'!$T75,0),0)","v":0},{"$f":"IFERROR(IF(C$117=1,'K02'!$T75,0),0)","v":0},{"$f":"IFERROR(IF(D$117=1,'K03'!$T75,0),0)","v":0},{"$f":"IFERROR(IF(E$117=1,'K04'!$T75,0),0)","v":0},{"$f":"IFERROR(IF(F$117=1,'K05'!$T75,0),0)","v":0},{"$f":"IFERROR(IF(G$117=1,'K06'!$T75,0),0)","v":0},{"$f":"IFERROR(IF(H$117=1,'K07'!$T75,0),0)","v":0},{"$f":"IFERROR(IF(I$117=1,'K08'!$T75,0),0)","v":0},{"$f":"IFERROR(IF(J$117=1,'K09'!$T75,0),0)","v":0},{"$f":"IFERROR(IF(K$117=1,'K10'!$T75,0),0)","v":0},0]
[-18,{"$f":"IFERROR(IF(B$117=1,'K01'!$S76,0),0)","v":0},{"$f":"IFERROR(IF(C$117=1,'K02'!$S76,0),0)","v":0},{"$f":"IFERROR(IF(D$117=1,'K03'!$S76,0),0)","v":0},{"$f":"IFERROR(IF(E$117=1,'K04'!$S76,0),0)","v":0},{"$f":"IFERROR(IF(F$117=1,'K05'!$S76,0),0)","v":0},{"$f":"IFERROR(IF(G$117=1,'K06'!$S76,0),0)","v":0},{"$f":"IFERROR(IF(H$117=1,'K07'!$S76,0),0)","v":0},{"$f":"IFERROR(IF(I$117=1,'K08'!$S76,0),0)","v":0},{"$f":"IFERROR(IF(J$117=1,'K09'!$S76,0),0)","v":0},{"$f":"IFERROR(IF(K$117=1,'K10'!$S76,0),0)","v":0},0,{"$f":"IFERROR(IF(B$117=1,'K01'!$T76,0),0)","v":0},{"$f":"IFERROR(IF(C$117=1,'K02'!$T76,0),0)","v":0},{"$f":"IFERROR(IF(D$117=1,'K03'!$T76,0),0)","v":0},{"$f":"IFERROR(IF(E$117=1,'K04'!$T76,0),0)","v":0},{"$f":"IFERROR(IF(F$117=1,'K05'!$T76,0),0)","v":0},{"$f":"IFERROR(IF(G$117=1,'K06'!$T76,0),0)","v":0},{"$f":"IFERROR(IF(H$117=1,'K07'!$T76,0),0)","v":0},{"$f":"IFERROR(IF(I$117=1,'K08'!$T76,0),0)","v":0},{"$f":"IFERROR(IF(J$117=1,'K09'!$T76,0),0)","v":0},{"$f":"IFERROR(IF(K$117=1,'K10'!$T76,0),0)","v":0},0]
[-17,{"$f":"IFERROR(IF(B$117=1,'K01'!$S77,0),0)","v":0},{"$f":"IFERROR(IF(C$117=1,'K02'!$S77,0),0)","v":0},{"$f":"IFERROR(IF(D$117=1,'K03'!$S77,0),0)","v":0},{"$f":"IFERROR(IF(E$117=1,'K04'!$S77,0),0)","v":0},{"$f":"IFERROR(IF(F$117=1,'K05'!$S77,0),0)","v":0},{"$f":"IFERROR(IF(G$117=1,'K06'!$S77,0),0)","v":0},{"$f":"IFERROR(IF(H$117=1,'K07'!$S77,0),0)","v":0},{"$f":"IFERROR(IF(I$117=1,'K08'!$S77,0),0)","v":0},{"$f":"IFERROR(IF(J$117=1,'K09'!$S77,0),0)","v":0},{"$f":"IFERROR(IF(K$117=1,'K10'!$S77,0),0)","v":0},0,{"$f":"IFERROR(IF(B$117=1,'K01'!$T77,0),0)","v":0},{"$f":"IFERROR(IF(C$117=1,'K02'!$T77,0),0)","v":0},{"$f":"IFERROR(IF(D$117=1,'K03'!$T77,0),0)","v":0},{"$f":"IFERROR(IF(E$117=1,'K04'!$T77,0),0)","v":0},{"$f":"IFERROR(IF(F$117=1,'K05'!$T77,0),0)","v":0},{"$f":"IFERROR(IF(G$117=1,'K06'!$T77,0),0)","v":0},{"$f":"IFERROR(IF(H$117=1,'K07'!$T77,0),0)","v":0},{"$f":"IFERROR(IF(I$117=1,'K08'!$T77,0),0)","v":0},{"$f":"IFERROR(IF(J$117=1,'K09'!$T77,0),0)","v":0},{"$f":"IFERROR(IF(K$117=1,'K10'!$T77,0),0)","v":0},0]
[-16,{"$f":"IFERROR(IF(B$117=1,'K01'!$S78,0),0)","v":0},{"$f":"IFERROR(IF(C$117=1,'K02'!$S78,0),0)","v":0},{"$f":"IFERROR(IF(D$117=1,'K03'!$S78,0),0)","v":0},{"$f":"IFERROR(IF(E$117=1,'K04'!$S78,0),0)","v":0},{"$f":"IFERROR(IF(F$117=1,'K05'!$S78,0),0)","v":0},{"$f":"IFERROR(IF(G$117=1,'K06'!$S78,0),0)","v":0},{"$f":"IFERROR(IF(H$117=1,'K07'!$S78,0),0)","v":0},{"$f":"IFERROR(IF(I$117=1,'K08'!$S78,0),0)","v":0},{"$f":"IFERROR(IF(J$117=1,'K09'!$S78,0),0)","v":0},{"$f":"IFERROR(IF(K$117=1,'K10'!$S78,0),0)","v":0},0,{"$f":"IFERROR(IF(B$117=1,'K01'!$T78,0),0)","v":0},{"$f":"IFERROR(IF(C$117=1,'K02'!$T78,0),0)","v":0},{"$f":"IFERROR(IF(D$117=1,'K03'!$T78,0),0)","v":0},{"$f":"IFERROR(IF(E$117=1,'K04'!$T78,0),0)","v":0},{"$f":"IFERROR(IF(F$117=1,'K05'!$T78,0),0)","v":0},{"$f":"IFERROR(IF(G$117=1,'K06'!$T78,0),0)","v":0},{"$f":"IFERROR(IF(H$117=1,'K07'!$T78,0),0)","v":0},{"$f":"IFERROR(IF(I$117=1,'K08'!$T78,0),0)","v":0},{"$f":"IFERROR(IF(J$117=1,'K09'!$T78,0),0)","v":0},{"$f":"IFERROR(IF(K$117=1,'K10'!$T78,0),0)","v":0},0]
[-15,{"$f":"IFERROR(IF(B$117=1,'K01'!$S79,0),0)","v":0},{"$f":"IFERROR(IF(C$117=1,'K02'!$S79,0),0)","v":0},{"$f":"IFERROR(IF(D$117=1,'K03'!$S79,0),0)","v":0},{"$f":"IFERROR(IF(E$117=1,'K04'!$S79,0),0)","v":0},{"$f":"IFERROR(IF(F$117=1,'K05'!$S79,0),0)","v":0},{"$f":"IFERROR(IF(G$117=1,'K06'!$S79,0),0)","v":0},{"$f":"IFERROR(IF(H$117=1,'K07'!$S79,0),0)","v":0},{"$f":"IFERROR(IF(I$117=1,'K08'!$S79,0),0)","v":0},{"$f":"IFERROR(IF(J$117=1,'K09'!$S79,0),0)","v":0},{"$f":"IFERROR(IF(K$117=1,'K10'!$S79,0),0)","v":0},0,{"$f":"IFERROR(IF(B$117=1,'K01'!$T79,0),0)","v":0},{"$f":"IFERROR(IF(C$117=1,'K02'!$T79,0),0)","v":0},{"$f":"IFERROR(IF(D$117=1,'K03'!$T79,0),0)","v":0},{"$f":"IFERROR(IF(E$117=1,'K04'!$T79,0),0)","v":0},{"$f":"IFERROR(IF(F$117=1,'K05'!$T79,0),0)","v":0},{"$f":"IFERROR(IF(G$117=1,'K06'!$T79,0),0)","v":0},{"$f":"IFERROR(IF(H$117=1,'K07'!$T79,0),0)","v":0},{"$f":"IFERROR(IF(I$117=1,'K08'!$T79,0),0)","v":0},{"$f":"IFERROR(IF(J$117=1,'K09'!$T79,0),0)","v":0},{"$f":"IFERROR(IF(K$117=1,'K10'!$T79,0),0)","v":0},0]
[-14,{"$f":"IFERROR(IF(B$117=1,'K01'!$S80,0),0)","v":0},{"$f":"IFERROR(IF(C$117=1,'K02'!$S80,0),0)","v":0},{"$f":"IFERROR(IF(D$117=1,'K03'!$S80,0),0)","v":0},{"$f":"IFERROR(IF(E$117=1,'K04'!$S80,0),0)","v":0},{"$f":"IFERROR(IF(F$117=1,'K05'!$S80,0),0)","v":0},{"$f":"IFERROR(IF(G$117=1,'K06'!$S80,0),0)","v":0},{"$f":"IFERROR(IF(H$117=1,'K07'!$S80,0),0)","v":0},{"$f":"IFERROR(IF(I$117=1,'K08'!$S80,0),0)","v":0},{"$f":"IFERROR(IF(J$117=1,'K09'!$S80,0),0)","v":0},{"$f":"IFERROR(IF(K$117=1,'K10'!$S80,0),0)","v":0},0,{"$f":"IFERROR(IF(B$117=1,'K01'!$T80,0),0)","v":0},{"$f":"IFERROR(IF(C$117=1,'K02'!$T80,0),0)","v":0},{"$f":"IFERROR(IF(D$117=1,'K03'!$T80,0),0)","v":0},{"$f":"IFERROR(IF(E$117=1,'K04'!$T80,0),0)","v":0},{"$f":"IFERROR(IF(F$117=1,'K05'!$T80,0),0)","v":0},{"$f":"IFERROR(IF(G$117=1,'K06'!$T80,0),0)","v":0},{"$f":"IFERROR(IF(H$117=1,'K07'!$T80,0),0)","v":0},{"$f":"IFERROR(IF(I$117=1,'K08'!$T80,0),0)","v":0},{"$f":"IFERROR(IF(J$117=1,'K09'!$T80,0),0)","v":0},{"$f":"IFERROR(IF(K$117=1,'K10'!$T80,0),0)","v":0},0]
[-13,{"$f":"IFERROR(IF(B$117=1,'K01'!$S81,0),0)","v":0},{"$f":"IFERROR(IF(C$117=1,'K02'!$S81,0),0)","v":0},{"$f":"IFERROR(IF(D$117=1,'K03'!$S81,0),0)","v":0},{"$f":"IFERROR(IF(E$117=1,'K04'!$S81,0),0)","v":0},{"$f":"IFERROR(IF(F$117=1,'K05'!$S81,0),0)","v":0},{"$f":"IFERROR(IF(G$117=1,'K06'!$S81,0),0)","v":0},{"$f":"IFERROR(IF(H$117=1,'K07'!$S81,0),0)","v":0},{"$f":"IFERROR(IF(I$117=1,'K08'!$S81,0),0)","v":0},{"$f":"IFERROR(IF(J$117=1,'K09'!$S81,0),0)","v":0},{"$f":"IFERROR(IF(K$117=1,'K10'!$S81,0),0)","v":0},0,{"$f":"IFERROR(IF(B$117=1,'K01'!$T81,0),0)","v":0},{"$f":"IFERROR(IF(C$117=1,'K02'!$T81,0),0)","v":0},{"$f":"IFERROR(IF(D$117=1,'K03'!$T81,0),0)","v":0},{"$f":"IFERROR(IF(E$117=1,'K04'!$T81,0),0)","v":0},{"$f":"IFERROR(IF(F$117=1,'K05'!$T81,0),0)","v":0},{"$f":"IFERROR(IF(G$117=1,'K06'!$T81,0),0)","v":0},{"$f":"IFERROR(IF(H$117=1,'K07'!$T81,0),0)","v":0},{"$f":"IFERROR(IF(I$117=1,'K08'!$T81,0),0)","v":0},{"$f":"IFERROR(IF(J$117=1,'K09'!$T81,0),0)","v":0},{"$f":"IFERROR(IF(K$117=1,'K10'!$T81,0),0)","v":0},0]
[-12,{"$f":"IFERROR(IF(B$117=1,'K01'!$S82,0),0)","v":0},{"$f":"IFERROR(IF(C$117=1,'K02'!$S82,0),0)","v":0},{"$f":"IFERROR(IF(D$117=1,'K03'!$S82,0),0)","v":0},{"$f":"IFERROR(IF(E$117=1,'K04'!$S82,0),0)","v":0},{"$f":"IFERROR(IF(F$117=1,'K05'!$S82,0),0)","v":0},{"$f":"IFERROR(IF(G$117=1,'K06'!$S82,0),0)","v":0},{"$f":"IFERROR(IF(H$117=1,'K07'!$S82,0),0)","v":0},{"$f":"IFERROR(IF(I$117=1,'K08'!$S82,0),0)","v":0},{"$f":"IFERROR(IF(J$117=1,'K09'!$S82,0),0)","v":0},{"$f":"IFERROR(IF(K$117=1,'K10'!$S82,0),0)","v":0},0,{"$f":"IFERROR(IF(B$117=1,'K01'!$T82,0),0)","v":0},{"$f":"IFERROR(IF(C$117=1,'K02'!$T82,0),0)","v":0},{"$f":"IFERROR(IF(D$117=1,'K03'!$T82,0),0)","v":0},{"$f":"IFERROR(IF(E$117=1,'K04'!$T82,0),0)","v":0},{"$f":"IFERROR(IF(F$117=1,'K05'!$T82,0),0)","v":0},{"$f":"IFERROR(IF(G$117=1,'K06'!$T82,0),0)","v":0},{"$f":"IFERROR(IF(H$117=1,'K07'!$T82,0),0)","v":0},{"$f":"IFERROR(IF(I$117=1,'K08'!$T82,0),0)","v":0},{"$f":"IFERROR(IF(J$117=1,'K09'!$T82,0),0)","v":0},{"$f":"IFERROR(IF(K$117=1,'K10'!$T82,0),0)","v":0},0]
[-11,{"$f":"IFERROR(IF(B$117=1,'K01'!$S83,0),0)","v":0},{"$f":"IFERROR(IF(C$117=1,'K02'!$S83,0),0)","v":0},{"$f":"IFERROR(IF(D$117=1,'K03'!$S83,0),0)","v":0},{"$f":"IFERROR(IF(E$117=1,'K04'!$S83,0),0)","v":0},{"$f":"IFERROR(IF(F$117=1,'K05'!$S83,0),0)","v":0},{"$f":"IFERROR(IF(G$117=1,'K06'!$S83,0),0)","v":0},{"$f":"IFERROR(IF(H$117=1,'K07'!$S83,0),0)","v":0},{"$f":"IFERROR(IF(I$117=1,'K08'!$S83,0),0)","v":0},{"$f":"IFERROR(IF(J$117=1,'K09'!$S83,0),0)","v":0},{"$f":"IFERROR(IF(K$117=1,'K10'!$S83,0),0)","v":0},0,{"$f":"IFERROR(IF(B$117=1,'K01'!$T83,0),0)","v":0},{"$f":"IFERROR(IF(C$117=1,'K02'!$T83,0),0)","v":0},{"$f":"IFERROR(IF(D$117=1,'K03'!$T83,0),0)","v":0},{"$f":"IFERROR(IF(E$117=1,'K04'!$T83,0),0)","v":0},{"$f":"IFERROR(IF(F$117=1,'K05'!$T83,0),0)","v":0},{"$f":"IFERROR(IF(G$117=1,'K06'!$T83,0),0)","v":0},{"$f":"IFERROR(IF(H$117=1,'K07'!$T83,0),0)","v":0},{"$f":"IFERROR(IF(I$117=1,'K08'!$T83,0),0)","v":0},{"$f":"IFERROR(IF(J$117=1,'K09'!$T83,0),0)","v":0},{"$f":"IFERROR(IF(K$117=1,'K10'!$T83,0),0)","v":0},0]
[-10,{"$f":"IFERROR(IF(B$117=1,'K01'!$S84,0),0)","v":0},{"$f":"IFERROR(IF(C$117=1,'K02'!$S84,0),0)","v":0},{"$f":"IFERROR(IF(D$117=1,'K03'!$S84,0),0)","v":0},{"$f":"IFERROR(IF(E$117=1,'K04'!$S84,0),0)","v":0},{"$f":"IFERROR(IF(F$117=1,'K05'!$S84,0),0)","v":0},{"$f":"IFERROR(IF(G$117=1,'K06'!$S84,0),0)","v":0},{"$f":"IFERROR(IF(H$117=1,'K07'!$S84,0),0)","v":0},{"$f":"IFERROR(IF(I$117=1,'K08'!$S84,0),0)","v":0},{"$f":"IFERROR(IF(J$117=1,'K09'!$S84,0),0)","v":0},{"$f":"IFERROR(IF(K$117=1,'K10'!$S84,0),0)","v":0},0,{"$f":"IFERROR(IF(B$117=1,'K01'!$T84,0),0)","v":0},{"$f":"IFERROR(IF(C$117=1,'K02'!$T84,0),0)","v":0},{"$f":"IFERROR(IF(D$117=1,'K03'!$T84,0),0)","v":0},{"$f":"IFERROR(IF(E$117=1,'K04'!$T84,0),0)","v":0},{"$f":"IFERROR(IF(F$117=1,'K05'!$T84,0),0)","v":0},{"$f":"IFERROR(IF(G$117=1,'K06'!$T84,0),0)","v":0},{"$f":"IFERROR(IF(H$117=1,'K07'!$T84,0),0)","v":0},{"$f":"IFERROR(IF(I$117=1,'K08'!$T84,0),0)","v":0},{"$f":"IFERROR(IF(J$117=1,'K09'!$T84,0),0)","v":0},{"$f":"IFERROR(IF(K$117=1,'K10'!$T84,0),0)","v":0},0]
[-9,{"$f":"IFERROR(IF(B$117=1,'K01'!$S85,0),0)","v":0},{"$f":"IFERROR(IF(C$117=1,'K02'!$S85,0),0)","v":0},{"$f":"IFERROR(IF(D$117=1,'K03'!$S85,0),0)","v":0},{"$f":"IFERROR(IF(E$117=1,'K04'!$S85,0),0)","v":0},{"$f":"IFERROR(IF(F$117=1,'K05'!$S85,0),0)","v":0},{"$f":"IFERROR(IF(G$117=1,'K06'!$S85,0),0)","v":0},{"$f":"IFERROR(IF(H$117=1,'K07'!$S85,0),0)","v":0},{"$f":"IFERROR(IF(I$117=1,'K08'!$S85,0),0)","v":0},{"$f":"IFERROR(IF(J$117=1,'K09'!$S85,0),0)","v":0},{"$f":"IFERROR(IF(K$117=1,'K10'!$S85,0),0)","v":0},0,{"$f":"IFERROR(IF(B$117=1,'K01'!$T85,0),0)","v":0},{"$f":"IFERROR(IF(C$117=1,'K02'!$T85,0),0)","v":0},{"$f":"IFERROR(IF(D$117=1,'K03'!$T85,0),0)","v":0},{"$f":"IFERROR(IF(E$117=1,'K04'!$T85,0),0)","v":0},{"$f":"IFERROR(IF(F$117=1,'K05'!$T85,0),0)","v":0},{"$f":"IFERROR(IF(G$117=1,'K06'!$T85,0),0)","v":0},{"$f":"IFERROR(IF(H$117=1,'K07'!$T85,0),0)","v":0},{"$f":"IFERROR(IF(I$117=1,'K08'!$T85,0),0)","v":0},{"$f":"IFERROR(IF(J$117=1,'K09'!$T85,0),0)","v":0},{"$f":"IFERROR(IF(K$117=1,'K10'!$T85,0),0)","v":0},0]
[-8,{"$f":"IFERROR(IF(B$117=1,'K01'!$S86,0),0)","v":0},{"$f":"IFERROR(IF(C$117=1,'K02'!$S86,0),0)","v":0},{"$f":"IFERROR(IF(D$117=1,'K03'!$S86,0),0)","v":0},{"$f":"IFERROR(IF(E$117=1,'K04'!$S86,0),0)","v":0},{"$f":"IFERROR(IF(F$117=1,'K05'!$S86,0),0)","v":0},{"$f":"IFERROR(IF(G$117=1,'K06'!$S86,0),0)","v":0},{"$f":"IFERROR(IF(H$117=1,'K07'!$S86,0),0)","v":0},{"$f":"IFERROR(IF(I$117=1,'K08'!$S86,0),0)","v":0},{"$f":"IFERROR(IF(J$117=1,'K09'!$S86,0),0)","v":0},{"$f":"IFERROR(IF(K$117=1,'K10'!$S86,0),0)","v":0},0,{"$f":"IFERROR(IF(B$117=1,'K01'!$T86,0),0)","v":0},{"$f":"IFERROR(IF(C$117=1,'K02'!$T86,0),0)","v":0},{"$f":"IFERROR(IF(D$117=1,'K03'!$T86,0),0)","v":0},{"$f":"IFERROR(IF(E$117=1,'K04'!$T86,0),0)","v":0},{"$f":"IFERROR(IF(F$117=1,'K05'!$T86,0),0)","v":0},{"$f":"IFERROR(IF(G$117=1,'K06'!$T86,0),0)","v":0},{"$f":"IFERROR(IF(H$117=1,'K07'!$T86,0),0)","v":0},{"$f":"IFERROR(IF(I$117=1,'K08'!$T86,0),0)","v":0},{"$f":"IFERROR(IF(J$117=1,'K09'!$T86,0),0)","v":0},{"$f":"IFERROR(IF(K$117=1,'K10'!$T86,0),0)","v":0},0]
[-7,{"$f":"IFERROR(IF(B$117=1,'K01'!$S87,0),0)","v":0},{"$f":"IFERROR(IF(C$117=1,'K02'!$S87,0),0)","v":0},{"$f":"IFERROR(IF(D$117=1,'K03'!$S87,0),0)","v":0},{"$f":"IFERROR(IF(E$117=1,'K04'!$S87,0),0)","v":0},{"$f":"IFERROR(IF(F$117=1,'K05'!$S87,0),0)","v":0},{"$f":"IFERROR(IF(G$117=1,'K06'!$S87,0),0)","v":0},{"$f":"IFERROR(IF(H$117=1,'K07'!$S87,0),0)","v":0},{"$f":"IFERROR(IF(I$117=1,'K08'!$S87,0),0)","v":0},{"$f":"IFERROR(IF(J$117=1,'K09'!$S87,0),0)","v":0},{"$f":"IFERROR(IF(K$117=1,'K10'!$S87,0),0)","v":0},0,{"$f":"IFERROR(IF(B$117=1,'K01'!$T87,0),0)","v":0},{"$f":"IFERROR(IF(C$117=1,'K02'!$T87,0),0)","v":0},{"$f":"IFERROR(IF(D$117=1,'K03'!$T87,0),0)","v":0},{"$f":"IFERROR(IF(E$117=1,'K04'!$T87,0),0)","v":0},{"$f":"IFERROR(IF(F$117=1,'K05'!$T87,0),0)","v":0},{"$f":"IFERROR(IF(G$117=1,'K06'!$T87,0),0)","v":0},{"$f":"IFERROR(IF(H$117=1,'K07'!$T87,0),0)","v":0},{"$f":"IFERROR(IF(I$117=1,'K08'!$T87,0),0)","v":0},{"$f":"IFERROR(IF(J$117=1,'K09'!$T87,0),0)","v":0},{"$f":"IFERROR(IF(K$117=1,'K10'!$T87,0),0)","v":0},0]
[-6,{"$f":"IFERROR(IF(B$117=1,'K01'!$S88,0),0)","v":0},{"$f":"IFERROR(IF(C$117=1,'K02'!$S88,0),0)","v":0},{"$f":"IFERROR(IF(D$117=1,'K03'!$S88,0),0)","v":0},{"$f":"IFERROR(IF(E$117=1,'K04'!$S88,0),0)","v":0},{"$f":"IFERROR(IF(F$117=1,'K05'!$S88,0),0)","v":0},{"$f":"IFERROR(IF(G$117=1,'K06'!$S88,0),0)","v":0},{"$f":"IFERROR(IF(H$117=1,'K07'!$S88,0),0)","v":0},{"$f":"IFERROR(IF(I$117=1,'K08'!$S88,0),0)","v":0},{"$f":"IFERROR(IF(J$117=1,'K09'!$S88,0),0)","v":0},{"$f":"IFERROR(IF(K$117=1,'K10'!$S88,0),0)","v":0},0,{"$f":"IFERROR(IF(B$117=1,'K01'!$T88,0),0)","v":0},{"$f":"IFERROR(IF(C$117=1,'K02'!$T88,0),0)","v":0},{"$f":"IFERROR(IF(D$117=1,'K03'!$T88,0),0)","v":0},{"$f":"IFERROR(IF(E$117=1,'K04'!$T88,0),0)","v":0},{"$f":"IFERROR(IF(F$117=1,'K05'!$T88,0),0)","v":0},{"$f":"IFERROR(IF(G$117=1,'K06'!$T88,0),0)","v":0},{"$f":"IFERROR(IF(H$117=1,'K07'!$T88,0),0)","v":0},{"$f":"IFERROR(IF(I$117=1,'K08'!$T88,0),0)","v":0},{"$f":"IFERROR(IF(J$117=1,'K09'!$T88,0),0)","v":0},{"$f":"IFERROR(IF(K$117=1,'K10'!$T88,0),0)","v":0},0]
[-5,{"$f":"IFERROR(IF(B$117=1,'K01'!$S89,0),0)","v":0},{"$f":"IFERROR(IF(C$117=1,'K02'!$S89,0),0)","v":0},{"$f":"IFERROR(IF(D$117=1,'K03'!$S89,0),0)","v":0},{"$f":"IFERROR(IF(E$117=1,'K04'!$S89,0),0)","v":0},{"$f":"IFERROR(IF(F$117=1,'K05'!$S89,0),0)","v":0},{"$f":"IFERROR(IF(G$117=1,'K06'!$S89,0),0)","v":0},{"$f":"IFERROR(IF(H$117=1,'K07'!$S89,0),0)","v":0},{"$f":"IFERROR(IF(I$117=1,'K08'!$S89,0),0)","v":0},{"$f":"IFERROR(IF(J$117=1,'K09'!$S89,0),0)","v":0},{"$f":"IFERROR(IF(K$117=1,'K10'!$S89,0),0)","v":0},0,{"$f":"IFERROR(IF(B$117=1,'K01'!$T89,0),0)","v":0},{"$f":"IFERROR(IF(C$117=1,'K02'!$T89,0),0)","v":0},{"$f":"IFERROR(IF(D$117=1,'K03'!$T89,0),0)","v":0},{"$f":"IFERROR(IF(E$117=1,'K04'!$T89,0),0)","v":0},{"$f":"IFERROR(IF(F$117=1,'K05'!$T89,0),0)","v":0},{"$f":"IFERROR(IF(G$117=1,'K06'!$T89,0),0)","v":0},{"$f":"IFERROR(IF(H$117=1,'K07'!$T89,0),0)","v":0},{"$f":"IFERROR(IF(I$117=1,'K08'!$T89,0),0)","v":0},{"$f":"IFERROR(IF(J$117=1,'K09'!$T89,0),0)","v":0},{"$f":"IFERROR(IF(K$117=1,'K10'!$T89,0),0)","v":0},0]
[-4,{"$f":"IFERROR(IF(B$117=1,'K01'!$S90,0),0)","v":0},{"$f":"IFERROR(IF(C$117=1,'K02'!$S90,0),0)","v":0},{"$f":"IFERROR(IF(D$117=1,'K03'!$S90,0),0)","v":0},{"$f":"IFERROR(IF(E$117=1,'K04'!$S90,0),0)","v":0},{"$f":"IFERROR(IF(F$117=1,'K05'!$S90,0),0)","v":0},{"$f":"IFERROR(IF(G$117=1,'K06'!$S90,0),0)","v":0},{"$f":"IFERROR(IF(H$117=1,'K07'!$S90,0),0)","v":0},{"$f":"IFERROR(IF(I$117=1,'K08'!$S90,0),0)","v":0},{"$f":"IFERROR(IF(J$117=1,'K09'!$S90,0),0)","v":0},{"$f":"IFERROR(IF(K$117=1,'K10'!$S90,0),0)","v":0},0,{"$f":"IFERROR(IF(B$117=1,'K01'!$T90,0),0)","v":0},{"$f":"IFERROR(IF(C$117=1,'K02'!$T90,0),0)","v":0},{"$f":"IFERROR(IF(D$117=1,'K03'!$T90,0),0)","v":0},{"$f":"IFERROR(IF(E$117=1,'K04'!$T90,0),0)","v":0},{"$f":"IFERROR(IF(F$117=1,'K05'!$T90,0),0)","v":0},{"$f":"IFERROR(IF(G$117=1,'K06'!$T90,0),0)","v":0},{"$f":"IFERROR(IF(H$117=1,'K07'!$T90,0),0)","v":0},{"$f":"IFERROR(IF(I$117=1,'K08'!$T90,0),0)","v":0},{"$f":"IFERROR(IF(J$117=1,'K09'!$T90,0),0)","v":0},{"$f":"IFERROR(IF(K$117=1,'K10'!$T90,0),0)","v":0},0]
[-3,{"$f":"IFERROR(IF(B$117=1,'K01'!$S91,0),0)","v":0},{"$f":"IFERROR(IF(C$117=1,'K02'!$S91,0),0)","v":0},{"$f":"IFERROR(IF(D$117=1,'K03'!$S91,0),0)","v":0},{"$f":"IFERROR(IF(E$117=1,'K04'!$S91,0),0)","v":0},{"$f":"IFERROR(IF(F$117=1,'K05'!$S91,0),0)","v":0},{"$f":"IFERROR(IF(G$117=1,'K06'!$S91,0),0)","v":0},{"$f":"IFERROR(IF(H$117=1,'K07'!$S91,0),0)","v":0},{"$f":"IFERROR(IF(I$117=1,'K08'!$S91,0),0)","v":0},{"$f":"IFERROR(IF(J$117=1,'K09'!$S91,0),0)","v":0},{"$f":"IFERROR(IF(K$117=1,'K10'!$S91,0),0)","v":0},0,{"$f":"IFERROR(IF(B$117=1,'K01'!$T91,0),0)","v":0},{"$f":"IFERROR(IF(C$117=1,'K02'!$T91,0),0)","v":0},{"$f":"IFERROR(IF(D$117=1,'K03'!$T91,0),0)","v":0},{"$f":"IFERROR(IF(E$117=1,'K04'!$T91,0),0)","v":0},{"$f":"IFERROR(IF(F$117=1,'K05'!$T91,0),0)","v":0},{"$f":"IFERROR(IF(G$117=1,'K06'!$T91,0),0)","v":0},{"$f":"IFERROR(IF(H$117=1,'K07'!$T91,0),0)","v":0},{"$f":"IFERROR(IF(I$117=1,'K08'!$T91,0),0)","v":0},{"$f":"IFERROR(IF(J$117=1,'K09'!$T91,0),0)","v":0},{"$f":"IFERROR(IF(K$117=1,'K10'!$T91,0),0)","v":0},0]
[-2,{"$f":"IFERROR(IF(B$117=1,'K01'!$S92,0),0)","v":0},{"$f":"IFERROR(IF(C$117=1,'K02'!$S92,0),0)","v":0},{"$f":"IFERROR(IF(D$117=1,'K03'!$S92,0),0)","v":0},{"$f":"IFERROR(IF(E$117=1,'K04'!$S92,0),0)","v":0},{"$f":"IFERROR(IF(F$117=1,'K05'!$S92,0),0)","v":0},{"$f":"IFERROR(IF(G$117=1,'K06'!$S92,0),0)","v":0},{"$f":"IFERROR(IF(H$117=1,'K07'!$S92,0),0)","v":0},{"$f":"IFERROR(IF(I$117=1,'K08'!$S92,0),0)","v":0},{"$f":"IFERROR(IF(J$117=1,'K09'!$S92,0),0)","v":0},{"$f":"IFERROR(IF(K$117=1,'K10'!$S92,0),0)","v":0},0,{"$f":"IFERROR(IF(B$117=1,'K01'!$T92,0),0)","v":0},{"$f":"IFERROR(IF(C$117=1,'K02'!$T92,0),0)","v":0},{"$f":"IFERROR(IF(D$117=1,'K03'!$T92,0),0)","v":0},{"$f":"IFERROR(IF(E$117=1,'K04'!$T92,0),0)","v":0},{"$f":"IFERROR(IF(F$117=1,'K05'!$T92,0),0)","v":0},{"$f":"IFERROR(IF(G$117=1,'K06'!$T92,0),0)","v":0},{"$f":"IFERROR(IF(H$117=1,'K07'!$T92,0),0)","v":0},{"$f":"IFERROR(IF(I$117=1,'K08'!$T92,0),0)","v":0},{"$f":"IFERROR(IF(J$117=1,'K09'!$T92,0),0)","v":0},{"$f":"IFERROR(IF(K$117=1,'K10'!$T92,0),0)","v":0},0]
[-1,{"$f":"IFERROR(IF(B$117=1,'K01'!$S93,0),0)","v":0},{"$f":"IFERROR(IF(C$117=1,'K02'!$S93,0),0)","v":0},{"$f":"IFERROR(IF(D$117=1,'K03'!$S93,0),0)","v":0},{"$f":"IFERROR(IF(E$117=1,'K04'!$S93,0),0)","v":0},{"$f":"IFERROR(IF(F$117=1,'K05'!$S93,0),0)","v":0},{"$f":"IFERROR(IF(G$117=1,'K06'!$S93,0),0)","v":0},{"$f":"IFERROR(IF(H$117=1,'K07'!$S93,0),0)","v":0},{"$f":"IFERROR(IF(I$117=1,'K08'!$S93,0),0)","v":0},{"$f":"IFERROR(IF(J$117=1,'K09'!$S93,0),0)","v":0},{"$f":"IFERROR(IF(K$117=1,'K10'!$S93,0),0)","v":0},0,{"$f":"IFERROR(IF(B$117=1,'K01'!$T93,0),0)","v":0},{"$f":"IFERROR(IF(C$117=1,'K02'!$T93,0),0)","v":0},{"$f":"IFERROR(IF(D$117=1,'K03'!$T93,0),0)","v":0},{"$f":"IFERROR(IF(E$117=1,'K04'!$T93,0),0)","v":0},{"$f":"IFERROR(IF(F$117=1,'K05'!$T93,0),0)","v":0},{"$f":"IFERROR(IF(G$117=1,'K06'!$T93,0),0)","v":0},{"$f":"IFERROR(IF(H$117=1,'K07'!$T93,0),0)","v":0},{"$f":"IFERROR(IF(I$117=1,'K08'!$T93,0),0)","v":0},{"$f":"IFERROR(IF(J$117=1,'K09'!$T93,0),0)","v":0},{"$f":"IFERROR(IF(K$117=1,'K10'!$T93,0),0)","v":0},0]
[0,{"$f":"IFERROR(IF(B$117=1,'K01'!$S94,0),0)","v":0},{"$f":"IFERROR(IF(C$117=1,'K02'!$S94,0),0)","v":0},{"$f":"IFERROR(IF(D$117=1,'K03'!$S94,0),0)","v":0},{"$f":"IFERROR(IF(E$117=1,'K04'!$S94,0),0)","v":0},{"$f":"IFERROR(IF(F$117=1,'K05'!$S94,0),0)","v":0},{"$f":"IFERROR(IF(G$117=1,'K06'!$S94,0),0)","v":0},{"$f":"IFERROR(IF(H$117=1,'K07'!$S94,0),0)","v":0},{"$f":"IFERROR(IF(I$117=1,'K08'!$S94,0),0)","v":0},{"$f":"IFERROR(IF(J$117=1,'K09'!$S94,0),0)","v":0},{"$f":"IFERROR(IF(K$117=1,'K10'!$S94,0),0)","v":0},0,{"$f":"IFERROR(IF(B$117=1,'K01'!$T94,0),0)","v":0},{"$f":"IFERROR(IF(C$117=1,'K02'!$T94,0),0)","v":0},{"$f":"IFERROR(IF(D$117=1,'K03'!$T94,0),0)","v":0},{"$f":"IFERROR(IF(E$117=1,'K04'!$T94,0),0)","v":0},{"$f":"IFERROR(IF(F$117=1,'K05'!$T94,0),0)","v":0},{"$f":"IFERROR(IF(G$117=1,'K06'!$T94,0),0)","v":0},{"$f":"IFERROR(IF(H$117=1,'K07'!$T94,0),0)","v":0},{"$f":"IFERROR(IF(I$117=1,'K08'!$T94,0),0)","v":0},{"$f":"IFERROR(IF(J$117=1,'K09'!$T94,0),0)","v":0},{"$f":"IFERROR(IF(K$117=1,'K10'!$T94,0),0)","v":0},0]
[1,{"$f":"IFERROR(IF(B$117=1,'K01'!$S95,0),0)","v":0},{"$f":"IFERROR(IF(C$117=1,'K02'!$S95,0),0)","v":0},{"$f":"IFERROR(IF(D$117=1,'K03'!$S95,0),0)","v":0},{"$f":"IFERROR(IF(E$117=1,'K04'!$S95,0),0)","v":0},{"$f":"IFERROR(IF(F$117=1,'K05'!$S95,0),0)","v":0},{"$f":"IFERROR(IF(G$117=1,'K06'!$S95,0),0)","v":0},{"$f":"IFERROR(IF(H$117=1,'K07'!$S95,0),0)","v":0},{"$f":"IFERROR(IF(I$117=1,'K08'!$S95,0),0)","v":0},{"$f":"IFERROR(IF(J$117=1,'K09'!$S95,0),0)","v":0},{"$f":"IFERROR(IF(K$117=1,'K10'!$S95,0),0)","v":0},0,{"$f":"IFERROR(IF(B$117=1,'K01'!$T95,0),0)","v":0},{"$f":"IFERROR(IF(C$117=1,'K02'!$T95,0),0)","v":0},{"$f":"IFERROR(IF(D$117=1,'K03'!$T95,0),0)","v":0},{"$f":"IFERROR(IF(E$117=1,'K04'!$T95,0),0)","v":0},{"$f":"IFERROR(IF(F$117=1,'K05'!$T95,0),0)","v":0},{"$f":"IFERROR(IF(G$117=1,'K06'!$T95,0),0)","v":0},{"$f":"IFERROR(IF(H$117=1,'K07'!$T95,0),0)","v":0},{"$f":"IFERROR(IF(I$117=1,'K08'!$T95,0),0)","v":0},{"$f":"IFERROR(IF(J$117=1,'K09'!$T95,0),0)","v":0},{"$f":"IFERROR(IF(K$117=1,'K10'!$T95,0),0)","v":0},0]
[2,{"$f":"IFERROR(IF(B$117=1,'K01'!$S96,0),0)","v":0},{"$f":"IFERROR(IF(C$117=1,'K02'!$S96,0),0)","v":0},{"$f":"IFERROR(IF(D$117=1,'K03'!$S96,0),0)","v":0},{"$f":"IFERROR(IF(E$117=1,'K04'!$S96,0),0)","v":0},{"$f":"IFERROR(IF(F$117=1,'K05'!$S96,0),0)","v":0},{"$f":"IFERROR(IF(G$117=1,'K06'!$S96,0),0)","v":0},{"$f":"IFERROR(IF(H$117=1,'K07'!$S96,0),0)","v":0},{"$f":"IFERROR(IF(I$117=1,'K08'!$S96,0),0)","v":0},{"$f":"IFERROR(IF(J$117=1,'K09'!$S96,0),0)","v":0},{"$f":"IFERROR(IF(K$117=1,'K10'!$S96,0),0)","v":0},0,{"$f":"IFERROR(IF(B$117=1,'K01'!$T96,0),0)","v":0},{"$f":"IFERROR(IF(C$117=1,'K02'!$T96,0),0)","v":0},{"$f":"IFERROR(IF(D$117=1,'K03'!$T96,0),0)","v":0},{"$f":"IFERROR(IF(E$117=1,'K04'!$T96,0),0)","v":0},{"$f":"IFERROR(IF(F$117=1,'K05'!$T96,0),0)","v":0},{"$f":"IFERROR(IF(G$117=1,'K06'!$T96,0),0)","v":0},{"$f":"IFERROR(IF(H$117=1,'K07'!$T96,0),0)","v":0},{"$f":"IFERROR(IF(I$117=1,'K08'!$T96,0),0)","v":0},{"$f":"IFERROR(IF(J$117=1,'K09'!$T96,0),0)","v":0},{"$f":"IFERROR(IF(K$117=1,'K10'!$T96,0),0)","v":0},0]
[3,{"$f":"IFERROR(IF(B$117=1,'K01'!$S97,0),0)","v":0},{"$f":"IFERROR(IF(C$117=1,'K02'!$S97,0),0)","v":0},{"$f":"IFERROR(IF(D$117=1,'K03'!$S97,0),0)","v":0},{"$f":"IFERROR(IF(E$117=1,'K04'!$S97,0),0)","v":0},{"$f":"IFERROR(IF(F$117=1,'K05'!$S97,0),0)","v":0},{"$f":"IFERROR(IF(G$117=1,'K06'!$S97,0),0)","v":0},{"$f":"IFERROR(IF(H$117=1,'K07'!$S97,0),0)","v":0},{"$f":"IFERROR(IF(I$117=1,'K08'!$S97,0),0)","v":0},{"$f":"IFERROR(IF(J$117=1,'K09'!$S97,0),0)","v":0},{"$f":"IFERROR(IF(K$117=1,'K10'!$S97,0),0)","v":0},0,{"$f":"IFERROR(IF(B$117=1,'K01'!$T97,0),0)","v":0},{"$f":"IFERROR(IF(C$117=1,'K02'!$T97,0),0)","v":0},{"$f":"IFERROR(IF(D$117=1,'K03'!$T97,0),0)","v":0},{"$f":"IFERROR(IF(E$117=1,'K04'!$T97,0),0)","v":0},{"$f":"IFERROR(IF(F$117=1,'K05'!$T97,0),0)","v":0},{"$f":"IFERROR(IF(G$117=1,'K06'!$T97,0),0)","v":0},{"$f":"IFERROR(IF(H$117=1,'K07'!$T97,0),0)","v":0},{"$f":"IFERROR(IF(I$117=1,'K08'!$T97,0),0)","v":0},{"$f":"IFERROR(IF(J$117=1,'K09'!$T97,0),0)","v":0},{"$f":"IFERROR(IF(K$117=1,'K10'!$T97,0),0)","v":0},0]
[4,{"$f":"IFERROR(IF(B$117=1,'K01'!$S98,0),0)","v":0},{"$f":"IFERROR(IF(C$117=1,'K02'!$S98,0),0)","v":0},{"$f":"IFERROR(IF(D$117=1,'K03'!$S98,0),0)","v":0},{"$f":"IFERROR(IF(E$117=1,'K04'!$S98,0),0)","v":0},{"$f":"IFERROR(IF(F$117=1,'K05'!$S98,0),0)","v":0},{"$f":"IFERROR(IF(G$117=1,'K06'!$S98,0),0)","v":0},{"$f":"IFERROR(IF(H$117=1,'K07'!$S98,0),0)","v":0},{"$f":"IFERROR(IF(I$117=1,'K08'!$S98,0),0)","v":0},{"$f":"IFERROR(IF(J$117=1,'K09'!$S98,0),0)","v":0},{"$f":"IFERROR(IF(K$117=1,'K10'!$S98,0),0)","v":0},0,{"$f":"IFERROR(IF(B$117=1,'K01'!$T98,0),0)","v":0},{"$f":"IFERROR(IF(C$117=1,'K02'!$T98,0),0)","v":0},{"$f":"IFERROR(IF(D$117=1,'K03'!$T98,0),0)","v":0},{"$f":"IFERROR(IF(E$117=1,'K04'!$T98,0),0)","v":0},{"$f":"IFERROR(IF(F$117=1,'K05'!$T98,0),0)","v":0},{"$f":"IFERROR(IF(G$117=1,'K06'!$T98,0),0)","v":0},{"$f":"IFERROR(IF(H$117=1,'K07'!$T98,0),0)","v":0},{"$f":"IFERROR(IF(I$117=1,'K08'!$T98,0),0)","v":0},{"$f":"IFERROR(IF(J$117=1,'K09'!$T98,0),0)","v":0},{"$f":"IFERROR(IF(K$117=1,'K10'!$T98,0),0)","v":0},0]
[5,{"$f":"IFERROR(IF(B$117=1,'K01'!$S99,0),0)","v":0},{"$f":"IFERROR(IF(C$117=1,'K02'!$S99,0),0)","v":0},{"$f":"IFERROR(IF(D$117=1,'K03'!$S99,0),0)","v":0},{"$f":"IFERROR(IF(E$117=1,'K04'!$S99,0),0)","v":0},{"$f":"IFERROR(IF(F$117=1,'K05'!$S99,0),0)","v":0},{"$f":"IFERROR(IF(G$117=1,'K06'!$S99,0),0)","v":0},{"$f":"IFERROR(IF(H$117=1,'K07'!$S99,0),0)","v":0},{"$f":"IFERROR(IF(I$117=1,'K08'!$S99,0),0)","v":0},{"$f":"IFERROR(IF(J$117=1,'K09'!$S99,0),0)","v":0},{"$f":"IFERROR(IF(K$117=1,'K10'!$S99,0),0)","v":0},0,{"$f":"IFERROR(IF(B$117=1,'K01'!$T99,0),0)","v":0},{"$f":"IFERROR(IF(C$117=1,'K02'!$T99,0),0)","v":0},{"$f":"IFERROR(IF(D$117=1,'K03'!$T99,0),0)","v":0},{"$f":"IFERROR(IF(E$117=1,'K04'!$T99,0),0)","v":0},{"$f":"IFERROR(IF(F$117=1,'K05'!$T99,0),0)","v":0},{"$f":"IFERROR(IF(G$117=1,'K06'!$T99,0),0)","v":0},{"$f":"IFERROR(IF(H$117=1,'K07'!$T99,0),0)","v":0},{"$f":"IFERROR(IF(I$117=1,'K08'!$T99,0),0)","v":0},{"$f":"IFERROR(IF(J$117=1,'K09'!$T99,0),0)","v":0},{"$f":"IFERROR(IF(K$117=1,'K10'!$T99,0),0)","v":0},0]
[6,{"$f":"IFERROR(IF(B$117=1,'K01'!$S100,0),0)","v":0},{"$f":"IFERROR(IF(C$117=1,'K02'!$S100,0),0)","v":0},{"$f":"IFERROR(IF(D$117=1,'K03'!$S100,0),0)","v":0},{"$f":"IFERROR(IF(E$117=1,'K04'!$S100,0),0)","v":0},{"$f":"IFERROR(IF(F$117=1,'K05'!$S100,0),0)","v":0},{"$f":"IFERROR(IF(G$117=1,'K06'!$S100,0),0)","v":0},{"$f":"IFERROR(IF(H$117=1,'K07'!$S100,0),0)","v":0},{"$f":"IFERROR(IF(I$117=1,'K08'!$S100,0),0)","v":0},{"$f":"IFERROR(IF(J$117=1,'K09'!$S100,0),0)","v":0},{"$f":"IFERROR(IF(K$117=1,'K10'!$S100,0),0)","v":0},0,{"$f":"IFERROR(IF(B$117=1,'K01'!$T100,0),0)","v":0},{"$f":"IFERROR(IF(C$117=1,'K02'!$T100,0),0)","v":0},{"$f":"IFERROR(IF(D$117=1,'K03'!$T100,0),0)","v":0},{"$f":"IFERROR(IF(E$117=1,'K04'!$T100,0),0)","v":0},{"$f":"IFERROR(IF(F$117=1,'K05'!$T100,0),0)","v":0},{"$f":"IFERROR(IF(G$117=1,'K06'!$T100,0),0)","v":0},{"$f":"IFERROR(IF(H$117=1,'K07'!$T100,0),0)","v":0},{"$f":"IFERROR(IF(I$117=1,'K08'!$T100,0),0)","v":0},{"$f":"IFERROR(IF(J$117=1,'K09'!$T100,0),0)","v":0},{"$f":"IFERROR(IF(K$117=1,'K10'!$T100,0),0)","v":0},0]
[7,{"$f":"IFERROR(IF(B$117=1,'K01'!$S101,0),0)","v":0},{"$f":"IFERROR(IF(C$117=1,'K02'!$S101,0),0)","v":0},{"$f":"IFERROR(IF(D$117=1,'K03'!$S101,0),0)","v":0},{"$f":"IFERROR(IF(E$117=1,'K04'!$S101,0),0)","v":0},{"$f":"IFERROR(IF(F$117=1,'K05'!$S101,0),0)","v":0},{"$f":"IFERROR(IF(G$117=1,'K06'!$S101,0),0)","v":0},{"$f":"IFERROR(IF(H$117=1,'K07'!$S101,0),0)","v":0},{"$f":"IFERROR(IF(I$117=1,'K08'!$S101,0),0)","v":0},{"$f":"IFERROR(IF(J$117=1,'K09'!$S101,0),0)","v":0},{"$f":"IFERROR(IF(K$117=1,'K10'!$S101,0),0)","v":0},0,{"$f":"IFERROR(IF(B$117=1,'K01'!$T101,0),0)","v":0},{"$f":"IFERROR(IF(C$117=1,'K02'!$T101,0),0)","v":0},{"$f":"IFERROR(IF(D$117=1,'K03'!$T101,0),0)","v":0},{"$f":"IFERROR(IF(E$117=1,'K04'!$T101,0),0)","v":0},{"$f":"IFERROR(IF(F$117=1,'K05'!$T101,0),0)","v":0},{"$f":"IFERROR(IF(G$117=1,'K06'!$T101,0),0)","v":0},{"$f":"IFERROR(IF(H$117=1,'K07'!$T101,0),0)","v":0},{"$f":"IFERROR(IF(I$117=1,'K08'!$T101,0),0)","v":0},{"$f":"IFERROR(IF(J$117=1,'K09'!$T101,0),0)","v":0},{"$f":"IFERROR(IF(K$117=1,'K10'!$T101,0),0)","v":0},0]
[8,{"$f":"IFERROR(IF(B$117=1,'K01'!$S102,0),0)","v":0},{"$f":"IFERROR(IF(C$117=1,'K02'!$S102,0),0)","v":0},{"$f":"IFERROR(IF(D$117=1,'K03'!$S102,0),0)","v":0},{"$f":"IFERROR(IF(E$117=1,'K04'!$S102,0),0)","v":0},{"$f":"IFERROR(IF(F$117=1,'K05'!$S102,0),0)","v":0},{"$f":"IFERROR(IF(G$117=1,'K06'!$S102,0),0)","v":0},{"$f":"IFERROR(IF(H$117=1,'K07'!$S102,0),0)","v":0},{"$f":"IFERROR(IF(I$117=1,'K08'!$S102,0),0)","v":0},{"$f":"IFERROR(IF(J$117=1,'K09'!$S102,0),0)","v":0},{"$f":"IFERROR(IF(K$117=1,'K10'!$S102,0),0)","v":0},{"$f":"MIN(B352:G352)","v":0},{"$f":"IFERROR(IF(B$117=1,'K01'!$T102,0),0)","v":0},{"$f":"IFERROR(IF(C$117=1,'K02'!$T102,0),0)","v":0},{"$f":"IFERROR(IF(D$117=1,'K03'!$T102,0),0)","v":0},{"$f":"IFERROR(IF(E$117=1,'K04'!$T102,0),0)","v":0},{"$f":"IFERROR(IF(F$117=1,'K05'!$T102,0),0)","v":0},{"$f":"IFERROR(IF(G$117=1,'K06'!$T102,0),0)","v":0},{"$f":"IFERROR(IF(H$117=1,'K07'!$T102,0),0)","v":0},{"$f":"IFERROR(IF(I$117=1,'K08'!$T102,0),0)","v":0},{"$f":"IFERROR(IF(J$117=1,'K09'!$T102,0),0)","v":0},{"$f":"IFERROR(IF(K$117=1,'K10'!$T102,0),0)","v":0},0]
[9,{"$f":"IFERROR(IF(B$117=1,'K01'!$S103,0),0)","v":0},{"$f":"IFERROR(IF(C$117=1,'K02'!$S103,0),0)","v":0},{"$f":"IFERROR(IF(D$117=1,'K03'!$S103,0),0)","v":0},{"$f":"IFERROR(IF(E$117=1,'K04'!$S103,0),0)","v":0},{"$f":"IFERROR(IF(F$117=1,'K05'!$S103,0),0)","v":0},{"$f":"IFERROR(IF(G$117=1,'K06'!$S103,0),0)","v":0},{"$f":"IFERROR(IF(H$117=1,'K07'!$S103,0),0)","v":0},{"$f":"IFERROR(IF(I$117=1,'K08'!$S103,0),0)","v":0},{"$f":"IFERROR(IF(J$117=1,'K09'!$S103,0),0)","v":0},{"$f":"IFERROR(IF(K$117=1,'K10'!$S103,0),0)","v":0},0,{"$f":"IFERROR(IF(B$117=1,'K01'!$T103,0),0)","v":0},{"$f":"IFERROR(IF(C$117=1,'K02'!$T103,0),0)","v":0},{"$f":"IFERROR(IF(D$117=1,'K03'!$T103,0),0)","v":0},{"$f":"IFERROR(IF(E$117=1,'K04'!$T103,0),0)","v":0},{"$f":"IFERROR(IF(F$117=1,'K05'!$T103,0),0)","v":0},{"$f":"IFERROR(IF(G$117=1,'K06'!$T103,0),0)","v":0},{"$f":"IFERROR(IF(H$117=1,'K07'!$T103,0),0)","v":0},{"$f":"IFERROR(IF(I$117=1,'K08'!$T103,0),0)","v":0},{"$f":"IFERROR(IF(J$117=1,'K09'!$T103,0),0)","v":0},{"$f":"IFERROR(IF(K$117=1,'K10'!$T103,0),0)","v":0},0]
[10,{"$f":"IFERROR(IF(B$117=1,'K01'!$S104,0),0)","v":0},{"$f":"IFERROR(IF(C$117=1,'K02'!$S104,0),0)","v":0},{"$f":"IFERROR(IF(D$117=1,'K03'!$S104,0),0)","v":0},{"$f":"IFERROR(IF(E$117=1,'K04'!$S104,0),0)","v":0},{"$f":"IFERROR(IF(F$117=1,'K05'!$S104,0),0)","v":0},{"$f":"IFERROR(IF(G$117=1,'K06'!$S104,0),0)","v":0},{"$f":"IFERROR(IF(H$117=1,'K07'!$S104,0),0)","v":0},{"$f":"IFERROR(IF(I$117=1,'K08'!$S104,0),0)","v":0},{"$f":"IFERROR(IF(J$117=1,'K09'!$S104,0),0)","v":0},{"$f":"IFERROR(IF(K$117=1,'K10'!$S104,0),0)","v":0},0,{"$f":"IFERROR(IF(B$117=1,'K01'!$T104,0),0)","v":0},{"$f":"IFERROR(IF(C$117=1,'K02'!$T104,0),0)","v":0},{"$f":"IFERROR(IF(D$117=1,'K03'!$T104,0),0)","v":0},{"$f":"IFERROR(IF(E$117=1,'K04'!$T104,0),0)","v":0},{"$f":"IFERROR(IF(F$117=1,'K05'!$T104,0),0)","v":0},{"$f":"IFERROR(IF(G$117=1,'K06'!$T104,0),0)","v":0},{"$f":"IFERROR(IF(H$117=1,'K07'!$T104,0),0)","v":0},{"$f":"IFERROR(IF(I$117=1,'K08'!$T104,0),0)","v":0},{"$f":"IFERROR(IF(J$117=1,'K09'!$T104,0),0)","v":0},{"$f":"IFERROR(IF(K$117=1,'K10'!$T104,0),0)","v":0},0]
[11,{"$f":"IFERROR(IF(B$117=1,'K01'!$S105,0),0)","v":0},{"$f":"IFERROR(IF(C$117=1,'K02'!$S105,0),0)","v":0},{"$f":"IFERROR(IF(D$117=1,'K03'!$S105,0),0)","v":0},{"$f":"IFERROR(IF(E$117=1,'K04'!$S105,0),0)","v":0},{"$f":"IFERROR(IF(F$117=1,'K05'!$S105,0),0)","v":0},{"$f":"IFERROR(IF(G$117=1,'K06'!$S105,0),0)","v":0},{"$f":"IFERROR(IF(H$117=1,'K07'!$S105,0),0)","v":0},{"$f":"IFERROR(IF(I$117=1,'K08'!$S105,0),0)","v":0},{"$f":"IFERROR(IF(J$117=1,'K09'!$S105,0),0)","v":0},{"$f":"IFERROR(IF(K$117=1,'K10'!$S105,0),0)","v":0},0,{"$f":"IFERROR(IF(B$117=1,'K01'!$T105,0),0)","v":0},{"$f":"IFERROR(IF(C$117=1,'K02'!$T105,0),0)","v":0},{"$f":"IFERROR(IF(D$117=1,'K03'!$T105,0),0)","v":0},{"$f":"IFERROR(IF(E$117=1,'K04'!$T105,0),0)","v":0},{"$f":"IFERROR(IF(F$117=1,'K05'!$T105,0),0)","v":0},{"$f":"IFERROR(IF(G$117=1,'K06'!$T105,0),0)","v":0},{"$f":"IFERROR(IF(H$117=1,'K07'!$T105,0),0)","v":0},{"$f":"IFERROR(IF(I$117=1,'K08'!$T105,0),0)","v":0},{"$f":"IFERROR(IF(J$117=1,'K09'!$T105,0),0)","v":0},{"$f":"IFERROR(IF(K$117=1,'K10'!$T105,0),0)","v":0},0]
[12,{"$f":"IFERROR(IF(B$117=1,'K01'!$S106,0),0)","v":0},{"$f":"IFERROR(IF(C$117=1,'K02'!$S106,0),0)","v":0},{"$f":"IFERROR(IF(D$117=1,'K03'!$S106,0),0)","v":0},{"$f":"IFERROR(IF(E$117=1,'K04'!$S106,0),0)","v":0},{"$f":"IFERROR(IF(F$117=1,'K05'!$S106,0),0)","v":0},{"$f":"IFERROR(IF(G$117=1,'K06'!$S106,0),0)","v":0},{"$f":"IFERROR(IF(H$117=1,'K07'!$S106,0),0)","v":0},{"$f":"IFERROR(IF(I$117=1,'K08'!$S106,0),0)","v":0},{"$f":"IFERROR(IF(J$117=1,'K09'!$S106,0),0)","v":0},{"$f":"IFERROR(IF(K$117=1,'K10'!$S106,0),0)","v":0},0,{"$f":"IFERROR(IF(B$117=1,'K01'!$T106,0),0)","v":0},{"$f":"IFERROR(IF(C$117=1,'K02'!$T106,0),0)","v":0},{"$f":"IFERROR(IF(D$117=1,'K03'!$T106,0),0)","v":0},{"$f":"IFERROR(IF(E$117=1,'K04'!$T106,0),0)","v":0},{"$f":"IFERROR(IF(F$117=1,'K05'!$T106,0),0)","v":0},{"$f":"IFERROR(IF(G$117=1,'K06'!$T106,0),0)","v":0},{"$f":"IFERROR(IF(H$117=1,'K07'!$T106,0),0)","v":0},{"$f":"IFERROR(IF(I$117=1,'K08'!$T106,0),0)","v":0},{"$f":"IFERROR(IF(J$117=1,'K09'!$T106,0),0)","v":0},{"$f":"IFERROR(IF(K$117=1,'K10'!$T106,0),0)","v":0},0]
[13,{"$f":"IFERROR(IF(B$117=1,'K01'!$S107,0),0)","v":0},{"$f":"IFERROR(IF(C$117=1,'K02'!$S107,0),0)","v":0},{"$f":"IFERROR(IF(D$117=1,'K03'!$S107,0),0)","v":0},{"$f":"IFERROR(IF(E$117=1,'K04'!$S107,0),0)","v":0},{"$f":"IFERROR(IF(F$117=1,'K05'!$S107,0),0)","v":0},{"$f":"IFERROR(IF(G$117=1,'K06'!$S107,0),0)","v":0},{"$f":"IFERROR(IF(H$117=1,'K07'!$S107,0),0)","v":0},{"$f":"IFERROR(IF(I$117=1,'K08'!$S107,0),0)","v":0},{"$f":"IFERROR(IF(J$117=1,'K09'!$S107,0),0)","v":0},{"$f":"IFERROR(IF(K$117=1,'K10'!$S107,0),0)","v":0},0,{"$f":"IFERROR(IF(B$117=1,'K01'!$T107,0),0)","v":0},{"$f":"IFERROR(IF(C$117=1,'K02'!$T107,0),0)","v":0},{"$f":"IFERROR(IF(D$117=1,'K03'!$T107,0),0)","v":0},{"$f":"IFERROR(IF(E$117=1,'K04'!$T107,0),0)","v":0},{"$f":"IFERROR(IF(F$117=1,'K05'!$T107,0),0)","v":0},{"$f":"IFERROR(IF(G$117=1,'K06'!$T107,0),0)","v":0},{"$f":"IFERROR(IF(H$117=1,'K07'!$T107,0),0)","v":0},{"$f":"IFERROR(IF(I$117=1,'K08'!$T107,0),0)","v":0},{"$f":"IFERROR(IF(J$117=1,'K09'!$T107,0),0)","v":0},{"$f":"IFERROR(IF(K$117=1,'K10'!$T107,0),0)","v":0},0]
[14,{"$f":"IFERROR(IF(B$117=1,'K01'!$S108,0),0)","v":0},{"$f":"IFERROR(IF(C$117=1,'K02'!$S108,0),0)","v":0},{"$f":"IFERROR(IF(D$117=1,'K03'!$S108,0),0)","v":0},{"$f":"IFERROR(IF(E$117=1,'K04'!$S108,0),0)","v":0},{"$f":"IFERROR(IF(F$117=1,'K05'!$S108,0),0)","v":0},{"$f":"IFERROR(IF(G$117=1,'K06'!$S108,0),0)","v":0},{"$f":"IFERROR(IF(H$117=1,'K07'!$S108,0),0)","v":0},{"$f":"IFERROR(IF(I$117=1,'K08'!$S108,0),0)","v":0},{"$f":"IFERROR(IF(J$117=1,'K09'!$S108,0),0)","v":0},{"$f":"IFERROR(IF(K$117=1,'K10'!$S108,0),0)","v":0},0,{"$f":"IFERROR(IF(B$117=1,'K01'!$T108,0),0)","v":0},{"$f":"IFERROR(IF(C$117=1,'K02'!$T108,0),0)","v":0},{"$f":"IFERROR(IF(D$117=1,'K03'!$T108,0),0)","v":0},{"$f":"IFERROR(IF(E$117=1,'K04'!$T108,0),0)","v":0},{"$f":"IFERROR(IF(F$117=1,'K05'!$T108,0),0)","v":0},{"$f":"IFERROR(IF(G$117=1,'K06'!$T108,0),0)","v":0},{"$f":"IFERROR(IF(H$117=1,'K07'!$T108,0),0)","v":0},{"$f":"IFERROR(IF(I$117=1,'K08'!$T108,0),0)","v":0},{"$f":"IFERROR(IF(J$117=1,'K09'!$T108,0),0)","v":0},{"$f":"IFERROR(IF(K$117=1,'K10'!$T108,0),0)","v":0},0]
[15,{"$f":"IFERROR(IF(B$117=1,'K01'!$S109,0),0)","v":0},{"$f":"IFERROR(IF(C$117=1,'K02'!$S109,0),0)","v":0},{"$f":"IFERROR(IF(D$117=1,'K03'!$S109,0),0)","v":0},{"$f":"IFERROR(IF(E$117=1,'K04'!$S109,0),0)","v":0},{"$f":"IFERROR(IF(F$117=1,'K05'!$S109,0),0)","v":0},{"$f":"IFERROR(IF(G$117=1,'K06'!$S109,0),0)","v":0},{"$f":"IFERROR(IF(H$117=1,'K07'!$S109,0),0)","v":0},{"$f":"IFERROR(IF(I$117=1,'K08'!$S109,0),0)","v":0},{"$f":"IFERROR(IF(J$117=1,'K09'!$S109,0),0)","v":0},{"$f":"IFERROR(IF(K$117=1,'K10'!$S109,0),0)","v":0},0,{"$f":"IFERROR(IF(B$117=1,'K01'!$T109,0),0)","v":0},{"$f":"IFERROR(IF(C$117=1,'K02'!$T109,0),0)","v":0},{"$f":"IFERROR(IF(D$117=1,'K03'!$T109,0),0)","v":0},{"$f":"IFERROR(IF(E$117=1,'K04'!$T109,0),0)","v":0},{"$f":"IFERROR(IF(F$117=1,'K05'!$T109,0),0)","v":0},{"$f":"IFERROR(IF(G$117=1,'K06'!$T109,0),0)","v":0},{"$f":"IFERROR(IF(H$117=1,'K07'!$T109,0),0)","v":0},{"$f":"IFERROR(IF(I$117=1,'K08'!$T109,0),0)","v":0},{"$f":"IFERROR(IF(J$117=1,'K09'!$T109,0),0)","v":0},{"$f":"IFERROR(IF(K$117=1,'K10'!$T109,0),0)","v":0},0]
[16,{"$f":"IFERROR(IF(B$117=1,'K01'!$S110,0),0)","v":0},{"$f":"IFERROR(IF(C$117=1,'K02'!$S110,0),0)","v":0},{"$f":"IFERROR(IF(D$117=1,'K03'!$S110,0),0)","v":0},{"$f":"IFERROR(IF(E$117=1,'K04'!$S110,0),0)","v":0},{"$f":"IFERROR(IF(F$117=1,'K05'!$S110,0),0)","v":0},{"$f":"IFERROR(IF(G$117=1,'K06'!$S110,0),0)","v":0},{"$f":"IFERROR(IF(H$117=1,'K07'!$S110,0),0)","v":0},{"$f":"IFERROR(IF(I$117=1,'K08'!$S110,0),0)","v":0},{"$f":"IFERROR(IF(J$117=1,'K09'!$S110,0),0)","v":0},{"$f":"IFERROR(IF(K$117=1,'K10'!$S110,0),0)","v":0},0,{"$f":"IFERROR(IF(B$117=1,'K01'!$T110,0),0)","v":0},{"$f":"IFERROR(IF(C$117=1,'K02'!$T110,0),0)","v":0},{"$f":"IFERROR(IF(D$117=1,'K03'!$T110,0),0)","v":0},{"$f":"IFERROR(IF(E$117=1,'K04'!$T110,0),0)","v":0},{"$f":"IFERROR(IF(F$117=1,'K05'!$T110,0),0)","v":0},{"$f":"IFERROR(IF(G$117=1,'K06'!$T110,0),0)","v":0},{"$f":"IFERROR(IF(H$117=1,'K07'!$T110,0),0)","v":0},{"$f":"IFERROR(IF(I$117=1,'K08'!$T110,0),0)","v":0},{"$f":"IFERROR(IF(J$117=1,'K09'!$T110,0),0)","v":0},{"$f":"IFERROR(IF(K$117=1,'K10'!$T110,0),0)","v":0},0]
[17,{"$f":"IFERROR(IF(B$117=1,'K01'!$S111,0),0)","v":0},{"$f":"IFERROR(IF(C$117=1,'K02'!$S111,0),0)","v":0},{"$f":"IFERROR(IF(D$117=1,'K03'!$S111,0),0)","v":0},{"$f":"IFERROR(IF(E$117=1,'K04'!$S111,0),0)","v":0},{"$f":"IFERROR(IF(F$117=1,'K05'!$S111,0),0)","v":0},{"$f":"IFERROR(IF(G$117=1,'K06'!$S111,0),0)","v":0},{"$f":"IFERROR(IF(H$117=1,'K07'!$S111,0),0)","v":0},{"$f":"IFERROR(IF(I$117=1,'K08'!$S111,0),0)","v":0},{"$f":"IFERROR(IF(J$117=1,'K09'!$S111,0),0)","v":0},{"$f":"IFERROR(IF(K$117=1,'K10'!$S111,0),0)","v":0},0,{"$f":"IFERROR(IF(B$117=1,'K01'!$T111,0),0)","v":0},{"$f":"IFERROR(IF(C$117=1,'K02'!$T111,0),0)","v":0},{"$f":"IFERROR(IF(D$117=1,'K03'!$T111,0),0)","v":0},{"$f":"IFERROR(IF(E$117=1,'K04'!$T111,0),0)","v":0},{"$f":"IFERROR(IF(F$117=1,'K05'!$T111,0),0)","v":0},{"$f":"IFERROR(IF(G$117=1,'K06'!$T111,0),0)","v":0},{"$f":"IFERROR(IF(H$117=1,'K07'!$T111,0),0)","v":0},{"$f":"IFERROR(IF(I$117=1,'K08'!$T111,0),0)","v":0},{"$f":"IFERROR(IF(J$117=1,'K09'!$T111,0),0)","v":0},{"$f":"IFERROR(IF(K$117=1,'K10'!$T111,0),0)","v":0},0]
[18,{"$f":"IFERROR(IF(B$117=1,'K01'!$S112,0),0)","v":0},{"$f":"IFERROR(IF(C$117=1,'K02'!$S112,0),0)","v":0},{"$f":"IFERROR(IF(D$117=1,'K03'!$S112,0),0)","v":0},{"$f":"IFERROR(IF(E$117=1,'K04'!$S112,0),0)","v":0},{"$f":"IFERROR(IF(F$117=1,'K05'!$S112,0),0)","v":0},{"$f":"IFERROR(IF(G$117=1,'K06'!$S112,0),0)","v":0},{"$f":"IFERROR(IF(H$117=1,'K07'!$S112,0),0)","v":0},{"$f":"IFERROR(IF(I$117=1,'K08'!$S112,0),0)","v":0},{"$f":"IFERROR(IF(J$117=1,'K09'!$S112,0),0)","v":0},{"$f":"IFERROR(IF(K$117=1,'K10'!$S112,0),0)","v":0},0,{"$f":"IFERROR(IF(B$117=1,'K01'!$T112,0),0)","v":0},{"$f":"IFERROR(IF(C$117=1,'K02'!$T112,0),0)","v":0},{"$f":"IFERROR(IF(D$117=1,'K03'!$T112,0),0)","v":0},{"$f":"IFERROR(IF(E$117=1,'K04'!$T112,0),0)","v":0},{"$f":"IFERROR(IF(F$117=1,'K05'!$T112,0),0)","v":0},{"$f":"IFERROR(IF(G$117=1,'K06'!$T112,0),0)","v":0},{"$f":"IFERROR(IF(H$117=1,'K07'!$T112,0),0)","v":0},{"$f":"IFERROR(IF(I$117=1,'K08'!$T112,0),0)","v":0},{"$f":"IFERROR(IF(J$117=1,'K09'!$T112,0),0)","v":0},{"$f":"IFERROR(IF(K$117=1,'K10'!$T112,0),0)","v":0},0]
[19,{"$f":"IFERROR(IF(B$117=1,'K01'!$S113,0),0)","v":0},{"$f":"IFERROR(IF(C$117=1,'K02'!$S113,0),0)","v":0},{"$f":"IFERROR(IF(D$117=1,'K03'!$S113,0),0)","v":0},{"$f":"IFERROR(IF(E$117=1,'K04'!$S113,0),0)","v":0},{"$f":"IFERROR(IF(F$117=1,'K05'!$S113,0),0)","v":0},{"$f":"IFERROR(IF(G$117=1,'K06'!$S113,0),0)","v":0},{"$f":"IFERROR(IF(H$117=1,'K07'!$S113,0),0)","v":0},{"$f":"IFERROR(IF(I$117=1,'K08'!$S113,0),0)","v":0},{"$f":"IFERROR(IF(J$117=1,'K09'!$S113,0),0)","v":0},{"$f":"IFERROR(IF(K$117=1,'K10'!$S113,0),0)","v":0},0,{"$f":"IFERROR(IF(B$117=1,'K01'!$T113,0),0)","v":0},{"$f":"IFERROR(IF(C$117=1,'K02'!$T113,0),0)","v":0},{"$f":"IFERROR(IF(D$117=1,'K03'!$T113,0),0)","v":0},{"$f":"IFERROR(IF(E$117=1,'K04'!$T113,0),0)","v":0},{"$f":"IFERROR(IF(F$117=1,'K05'!$T113,0),0)","v":0},{"$f":"IFERROR(IF(G$117=1,'K06'!$T113,0),0)","v":0},{"$f":"IFERROR(IF(H$117=1,'K07'!$T113,0),0)","v":0},{"$f":"IFERROR(IF(I$117=1,'K08'!$T113,0),0)","v":0},{"$f":"IFERROR(IF(J$117=1,'K09'!$T113,0),0)","v":0},{"$f":"IFERROR(IF(K$117=1,'K10'!$T113,0),0)","v":0},0]
[20,{"$f":"IFERROR(IF(B$117=1,'K01'!$S114,0),0)","v":0},{"$f":"IFERROR(IF(C$117=1,'K02'!$S114,0),0)","v":0},{"$f":"IFERROR(IF(D$117=1,'K03'!$S114,0),0)","v":0},{"$f":"IFERROR(IF(E$117=1,'K04'!$S114,0),0)","v":0},{"$f":"IFERROR(IF(F$117=1,'K05'!$S114,0),0)","v":0},{"$f":"IFERROR(IF(G$117=1,'K06'!$S114,0),0)","v":0},{"$f":"IFERROR(IF(H$117=1,'K07'!$S114,0),0)","v":0},{"$f":"IFERROR(IF(I$117=1,'K08'!$S114,0),0)","v":0},{"$f":"IFERROR(IF(J$117=1,'K09'!$S114,0),0)","v":0},{"$f":"IFERROR(IF(K$117=1,'K10'!$S114,0),0)","v":0},0,{"$f":"IFERROR(IF(B$117=1,'K01'!$T114,0),0)","v":0},{"$f":"IFERROR(IF(C$117=1,'K02'!$T114,0),0)","v":0},{"$f":"IFERROR(IF(D$117=1,'K03'!$T114,0),0)","v":0},{"$f":"IFERROR(IF(E$117=1,'K04'!$T114,0),0)","v":0},{"$f":"IFERROR(IF(F$117=1,'K05'!$T114,0),0)","v":0},{"$f":"IFERROR(IF(G$117=1,'K06'!$T114,0),0)","v":0},{"$f":"IFERROR(IF(H$117=1,'K07'!$T114,0),0)","v":0},{"$f":"IFERROR(IF(I$117=1,'K08'!$T114,0),0)","v":0},{"$f":"IFERROR(IF(J$117=1,'K09'!$T114,0),0)","v":0},{"$f":"IFERROR(IF(K$117=1,'K10'!$T114,0),0)","v":0},0]
[21,{"$f":"IFERROR(IF(B$117=1,'K01'!$S115,0),0)","v":0},{"$f":"IFERROR(IF(C$117=1,'K02'!$S115,0),0)","v":0},{"$f":"IFERROR(IF(D$117=1,'K03'!$S115,0),0)","v":0},{"$f":"IFERROR(IF(E$117=1,'K04'!$S115,0),0)","v":0},{"$f":"IFERROR(IF(F$117=1,'K05'!$S115,0),0)","v":0},{"$f":"IFERROR(IF(G$117=1,'K06'!$S115,0),0)","v":0},{"$f":"IFERROR(IF(H$117=1,'K07'!$S115,0),0)","v":0},{"$f":"IFERROR(IF(I$117=1,'K08'!$S115,0),0)","v":0},{"$f":"IFERROR(IF(J$117=1,'K09'!$S115,0),0)","v":0},{"$f":"IFERROR(IF(K$117=1,'K10'!$S115,0),0)","v":0},0,{"$f":"IFERROR(IF(B$117=1,'K01'!$T115,0),0)","v":0},{"$f":"IFERROR(IF(C$117=1,'K02'!$T115,0),0)","v":0},{"$f":"IFERROR(IF(D$117=1,'K03'!$T115,0),0)","v":0},{"$f":"IFERROR(IF(E$117=1,'K04'!$T115,0),0)","v":0},{"$f":"IFERROR(IF(F$117=1,'K05'!$T115,0),0)","v":0},{"$f":"IFERROR(IF(G$117=1,'K06'!$T115,0),0)","v":0},{"$f":"IFERROR(IF(H$117=1,'K07'!$T115,0),0)","v":0},{"$f":"IFERROR(IF(I$117=1,'K08'!$T115,0),0)","v":0},{"$f":"IFERROR(IF(J$117=1,'K09'!$T115,0),0)","v":0},{"$f":"IFERROR(IF(K$117=1,'K10'!$T115,0),0)","v":0},0]
[22,{"$f":"IFERROR(IF(B$117=1,'K01'!$S116,0),0)","v":0},{"$f":"IFERROR(IF(C$117=1,'K02'!$S116,0),0)","v":0},{"$f":"IFERROR(IF(D$117=1,'K03'!$S116,0),0)","v":0},{"$f":"IFERROR(IF(E$117=1,'K04'!$S116,0),0)","v":0},{"$f":"IFERROR(IF(F$117=1,'K05'!$S116,0),0)","v":0},{"$f":"IFERROR(IF(G$117=1,'K06'!$S116,0),0)","v":0},{"$f":"IFERROR(IF(H$117=1,'K07'!$S116,0),0)","v":0},{"$f":"IFERROR(IF(I$117=1,'K08'!$S116,0),0)","v":0},{"$f":"IFERROR(IF(J$117=1,'K09'!$S116,0),0)","v":0},{"$f":"IFERROR(IF(K$117=1,'K10'!$S116,0),0)","v":0},0,{"$f":"IFERROR(IF(B$117=1,'K01'!$T116,0),0)","v":0},{"$f":"IFERROR(IF(C$117=1,'K02'!$T116,0),0)","v":0},{"$f":"IFERROR(IF(D$117=1,'K03'!$T116,0),0)","v":0},{"$f":"IFERROR(IF(E$117=1,'K04'!$T116,0),0)","v":0},{"$f":"IFERROR(IF(F$117=1,'K05'!$T116,0),0)","v":0},{"$f":"IFERROR(IF(G$117=1,'K06'!$T116,0),0)","v":0},{"$f":"IFERROR(IF(H$117=1,'K07'!$T116,0),0)","v":0},{"$f":"IFERROR(IF(I$117=1,'K08'!$T116,0),0)","v":0},{"$f":"IFERROR(IF(J$117=1,'K09'!$T116,0),0)","v":0},{"$f":"IFERROR(IF(K$117=1,'K10'!$T116,0),0)","v":0},0]
[23,{"$f":"IFERROR(IF(B$117=1,'K01'!$S117,0),0)","v":0},{"$f":"IFERROR(IF(C$117=1,'K02'!$S117,0),0)","v":0},{"$f":"IFERROR(IF(D$117=1,'K03'!$S117,0),0)","v":0},{"$f":"IFERROR(IF(E$117=1,'K04'!$S117,0),0)","v":0},{"$f":"IFERROR(IF(F$117=1,'K05'!$S117,0),0)","v":0},{"$f":"IFERROR(IF(G$117=1,'K06'!$S117,0),0)","v":0},{"$f":"IFERROR(IF(H$117=1,'K07'!$S117,0),0)","v":0},{"$f":"IFERROR(IF(I$117=1,'K08'!$S117,0),0)","v":0},{"$f":"IFERROR(IF(J$117=1,'K09'!$S117,0),0)","v":0},{"$f":"IFERROR(IF(K$117=1,'K10'!$S117,0),0)","v":0},0,{"$f":"IFERROR(IF(B$117=1,'K01'!$T117,0),0)","v":0},{"$f":"IFERROR(IF(C$117=1,'K02'!$T117,0),0)","v":0},{"$f":"IFERROR(IF(D$117=1,'K03'!$T117,0),0)","v":0},{"$f":"IFERROR(IF(E$117=1,'K04'!$T117,0),0)","v":0},{"$f":"IFERROR(IF(F$117=1,'K05'!$T117,0),0)","v":0},{"$f":"IFERROR(IF(G$117=1,'K06'!$T117,0),0)","v":0},{"$f":"IFERROR(IF(H$117=1,'K07'!$T117,0),0)","v":0},{"$f":"IFERROR(IF(I$117=1,'K08'!$T117,0),0)","v":0},{"$f":"IFERROR(IF(J$117=1,'K09'!$T117,0),0)","v":0},{"$f":"IFERROR(IF(K$117=1,'K10'!$T117,0),0)","v":0},0]
[24,{"$f":"IFERROR(IF(B$117=1,'K01'!$S118,0),0)","v":0},{"$f":"IFERROR(IF(C$117=1,'K02'!$S118,0),0)","v":0},{"$f":"IFERROR(IF(D$117=1,'K03'!$S118,0),0)","v":0},{"$f":"IFERROR(IF(E$117=1,'K04'!$S118,0),0)","v":0},{"$f":"IFERROR(IF(F$117=1,'K05'!$S118,0),0)","v":0},{"$f":"IFERROR(IF(G$117=1,'K06'!$S118,0),0)","v":0},{"$f":"IFERROR(IF(H$117=1,'K07'!$S118,0),0)","v":0},{"$f":"IFERROR(IF(I$117=1,'K08'!$S118,0),0)","v":0},{"$f":"IFERROR(IF(J$117=1,'K09'!$S118,0),0)","v":0},{"$f":"IFERROR(IF(K$117=1,'K10'!$S118,0),0)","v":0},0,{"$f":"IFERROR(IF(B$117=1,'K01'!$T118,0),0)","v":0},{"$f":"IFERROR(IF(C$117=1,'K02'!$T118,0),0)","v":0},{"$f":"IFERROR(IF(D$117=1,'K03'!$T118,0),0)","v":0},{"$f":"IFERROR(IF(E$117=1,'K04'!$T118,0),0)","v":0},{"$f":"IFERROR(IF(F$117=1,'K05'!$T118,0),0)","v":0},{"$f":"IFERROR(IF(G$117=1,'K06'!$T118,0),0)","v":0},{"$f":"IFERROR(IF(H$117=1,'K07'!$T118,0),0)","v":0},{"$f":"IFERROR(IF(I$117=1,'K08'!$T118,0),0)","v":0},{"$f":"IFERROR(IF(J$117=1,'K09'!$T118,0),0)","v":0},{"$f":"IFERROR(IF(K$117=1,'K10'!$T118,0),0)","v":0},0]
[25,{"$f":"IFERROR(IF(B$117=1,'K01'!$S119,0),0)","v":0},{"$f":"IFERROR(IF(C$117=1,'K02'!$S119,0),0)","v":0},{"$f":"IFERROR(IF(D$117=1,'K03'!$S119,0),0)","v":0},{"$f":"IFERROR(IF(E$117=1,'K04'!$S119,0),0)","v":0},{"$f":"IFERROR(IF(F$117=1,'K05'!$S119,0),0)","v":0},{"$f":"IFERROR(IF(G$117=1,'K06'!$S119,0),0)","v":0},{"$f":"IFERROR(IF(H$117=1,'K07'!$S119,0),0)","v":0},{"$f":"IFERROR(IF(I$117=1,'K08'!$S119,0),0)","v":0},{"$f":"IFERROR(IF(J$117=1,'K09'!$S119,0),0)","v":0},{"$f":"IFERROR(IF(K$117=1,'K10'!$S119,0),0)","v":0},0,{"$f":"IFERROR(IF(B$117=1,'K01'!$T119,0),0)","v":0},{"$f":"IFERROR(IF(C$117=1,'K02'!$T119,0),0)","v":0},{"$f":"IFERROR(IF(D$117=1,'K03'!$T119,0),0)","v":0},{"$f":"IFERROR(IF(E$117=1,'K04'!$T119,0),0)","v":0},{"$f":"IFERROR(IF(F$117=1,'K05'!$T119,0),0)","v":0},{"$f":"IFERROR(IF(G$117=1,'K06'!$T119,0),0)","v":0},{"$f":"IFERROR(IF(H$117=1,'K07'!$T119,0),0)","v":0},{"$f":"IFERROR(IF(I$117=1,'K08'!$T119,0),0)","v":0},{"$f":"IFERROR(IF(J$117=1,'K09'!$T119,0),0)","v":0},{"$f":"IFERROR(IF(K$117=1,'K10'!$T119,0),0)","v":0},0]
[26,{"$f":"IFERROR(IF(B$117=1,'K01'!$S120,0),0)","v":0},{"$f":"IFERROR(IF(C$117=1,'K02'!$S120,0),0)","v":0},{"$f":"IFERROR(IF(D$117=1,'K03'!$S120,0),0)","v":0},{"$f":"IFERROR(IF(E$117=1,'K04'!$S120,0),0)","v":0},{"$f":"IFERROR(IF(F$117=1,'K05'!$S120,0),0)","v":0},{"$f":"IFERROR(IF(G$117=1,'K06'!$S120,0),0)","v":0},{"$f":"IFERROR(IF(H$117=1,'K07'!$S120,0),0)","v":0},{"$f":"IFERROR(IF(I$117=1,'K08'!$S120,0),0)","v":0},{"$f":"IFERROR(IF(J$117=1,'K09'!$S120,0),0)","v":0},{"$f":"IFERROR(IF(K$117=1,'K10'!$S120,0),0)","v":0},0,{"$f":"IFERROR(IF(B$117=1,'K01'!$T120,0),0)","v":0},{"$f":"IFERROR(IF(C$117=1,'K02'!$T120,0),0)","v":0},{"$f":"IFERROR(IF(D$117=1,'K03'!$T120,0),0)","v":0},{"$f":"IFERROR(IF(E$117=1,'K04'!$T120,0),0)","v":0},{"$f":"IFERROR(IF(F$117=1,'K05'!$T120,0),0)","v":0},{"$f":"IFERROR(IF(G$117=1,'K06'!$T120,0),0)","v":0},{"$f":"IFERROR(IF(H$117=1,'K07'!$T120,0),0)","v":0},{"$f":"IFERROR(IF(I$117=1,'K08'!$T120,0),0)","v":0},{"$f":"IFERROR(IF(J$117=1,'K09'!$T120,0),0)","v":0},{"$f":"IFERROR(IF(K$117=1,'K10'!$T120,0),0)","v":0},0]
[27,{"$f":"IFERROR(IF(B$117=1,'K01'!$S121,0),0)","v":0},{"$f":"IFERROR(IF(C$117=1,'K02'!$S121,0),0)","v":0},{"$f":"IFERROR(IF(D$117=1,'K03'!$S121,0),0)","v":0},{"$f":"IFERROR(IF(E$117=1,'K04'!$S121,0),0)","v":0},{"$f":"IFERROR(IF(F$117=1,'K05'!$S121,0),0)","v":0},{"$f":"IFERROR(IF(G$117=1,'K06'!$S121,0),0)","v":0},{"$f":"IFERROR(IF(H$117=1,'K07'!$S121,0),0)","v":0},{"$f":"IFERROR(IF(I$117=1,'K08'!$S121,0),0)","v":0},{"$f":"IFERROR(IF(J$117=1,'K09'!$S121,0),0)","v":0},{"$f":"IFERROR(IF(K$117=1,'K10'!$S121,0),0)","v":0},0,{"$f":"IFERROR(IF(B$117=1,'K01'!$T121,0),0)","v":0},{"$f":"IFERROR(IF(C$117=1,'K02'!$T121,0),0)","v":0},{"$f":"IFERROR(IF(D$117=1,'K03'!$T121,0),0)","v":0},{"$f":"IFERROR(IF(E$117=1,'K04'!$T121,0),0)","v":0},{"$f":"IFERROR(IF(F$117=1,'K05'!$T121,0),0)","v":0},{"$f":"IFERROR(IF(G$117=1,'K06'!$T121,0),0)","v":0},{"$f":"IFERROR(IF(H$117=1,'K07'!$T121,0),0)","v":0},{"$f":"IFERROR(IF(I$117=1,'K08'!$T121,0),0)","v":0},{"$f":"IFERROR(IF(J$117=1,'K09'!$T121,0),0)","v":0},{"$f":"IFERROR(IF(K$117=1,'K10'!$T121,0),0)","v":0},0]
[28,{"$f":"IFERROR(IF(B$117=1,'K01'!$S122,0),0)","v":0},{"$f":"IFERROR(IF(C$117=1,'K02'!$S122,0),0)","v":0},{"$f":"IFERROR(IF(D$117=1,'K03'!$S122,0),0)","v":0},{"$f":"IFERROR(IF(E$117=1,'K04'!$S122,0),0)","v":0},{"$f":"IFERROR(IF(F$117=1,'K05'!$S122,0),0)","v":0},{"$f":"IFERROR(IF(G$117=1,'K06'!$S122,0),0)","v":0},{"$f":"IFERROR(IF(H$117=1,'K07'!$S122,0),0)","v":0},{"$f":"IFERROR(IF(I$117=1,'K08'!$S122,0),0)","v":0},{"$f":"IFERROR(IF(J$117=1,'K09'!$S122,0),0)","v":0},{"$f":"IFERROR(IF(K$117=1,'K10'!$S122,0),0)","v":0},0,{"$f":"IFERROR(IF(B$117=1,'K01'!$T122,0),0)","v":0},{"$f":"IFERROR(IF(C$117=1,'K02'!$T122,0),0)","v":0},{"$f":"IFERROR(IF(D$117=1,'K03'!$T122,0),0)","v":0},{"$f":"IFERROR(IF(E$117=1,'K04'!$T122,0),0)","v":0},{"$f":"IFERROR(IF(F$117=1,'K05'!$T122,0),0)","v":0},{"$f":"IFERROR(IF(G$117=1,'K06'!$T122,0),0)","v":0},{"$f":"IFERROR(IF(H$117=1,'K07'!$T122,0),0)","v":0},{"$f":"IFERROR(IF(I$117=1,'K08'!$T122,0),0)","v":0},{"$f":"IFERROR(IF(J$117=1,'K09'!$T122,0),0)","v":0},{"$f":"IFERROR(IF(K$117=1,'K10'!$T122,0),0)","v":0},0]
[{"$f":"A306","v":29},{"$f":"IFERROR(IF(B$117=1,'K01'!$S123,0),0)","v":0},{"$f":"IFERROR(IF(C$117=1,'K02'!$S123,0),0)","v":0},{"$f":"IFERROR(IF(D$117=1,'K03'!$S123,0),0)","v":0},{"$f":"IFERROR(IF(E$117=1,'K04'!$S123,0),0)","v":0},{"$f":"IFERROR(IF(F$117=1,'K05'!$S123,0),0)","v":0},{"$f":"IFERROR(IF(G$117=1,'K06'!$S123,0),0)","v":0},{"$f":"IFERROR(IF(H$117=1,'K07'!$S123,0),0)","v":0},{"$f":"IFERROR(IF(I$117=1,'K08'!$S123,0),0)","v":0},{"$f":"IFERROR(IF(J$117=1,'K09'!$S123,0),0)","v":0},{"$f":"IFERROR(IF(K$117=1,'K10'!$S123,0),0)","v":0},0,{"$f":"IFERROR(IF(B$117=1,'K01'!$T123,0),0)","v":0},{"$f":"IFERROR(IF(C$117=1,'K02'!$T123,0),0)","v":0},{"$f":"IFERROR(IF(D$117=1,'K03'!$T123,0),0)","v":0},{"$f":"IFERROR(IF(E$117=1,'K04'!$T123,0),0)","v":0},{"$f":"IFERROR(IF(F$117=1,'K05'!$T123,0),0)","v":0},{"$f":"IFERROR(IF(G$117=1,'K06'!$T123,0),0)","v":0},{"$f":"IFERROR(IF(H$117=1,'K07'!$T123,0),0)","v":0},{"$f":"IFERROR(IF(I$117=1,'K08'!$T123,0),0)","v":0},{"$f":"IFERROR(IF(J$117=1,'K09'!$T123,0),0)","v":0},{"$f":"IFERROR(IF(K$117=1,'K10'!$T123,0),0)","v":0},0]
[30,{"$f":"IFERROR(IF(B$117=1,'K01'!$S124,0),0)","v":0},{"$f":"IFERROR(IF(C$117=1,'K02'!$S124,0),0)","v":0},{"$f":"IFERROR(IF(D$117=1,'K03'!$S124,0),0)","v":0},{"$f":"IFERROR(IF(E$117=1,'K04'!$S124,0),0)","v":0},{"$f":"IFERROR(IF(F$117=1,'K05'!$S124,0),0)","v":0},{"$f":"IFERROR(IF(G$117=1,'K06'!$S124,0),0)","v":0},{"$f":"IFERROR(IF(H$117=1,'K07'!$S124,0),0)","v":0},{"$f":"IFERROR(IF(I$117=1,'K08'!$S124,0),0)","v":0},{"$f":"IFERROR(IF(J$117=1,'K09'!$S124,0),0)","v":0},{"$f":"IFERROR(IF(K$117=1,'K10'!$S124,0),0)","v":0},0,{"$f":"IFERROR(IF(B$117=1,'K01'!$T124,0),0)","v":0},{"$f":"IFERROR(IF(C$117=1,'K02'!$T124,0),0)","v":0},{"$f":"IFERROR(IF(D$117=1,'K03'!$T124,0),0)","v":0},{"$f":"IFERROR(IF(E$117=1,'K04'!$T124,0),0)","v":0},{"$f":"IFERROR(IF(F$117=1,'K05'!$T124,0),0)","v":0},{"$f":"IFERROR(IF(G$117=1,'K06'!$T124,0),0)","v":0},{"$f":"IFERROR(IF(H$117=1,'K07'!$T124,0),0)","v":0},{"$f":"IFERROR(IF(I$117=1,'K08'!$T124,0),0)","v":0},{"$f":"IFERROR(IF(J$117=1,'K09'!$T124,0),0)","v":0},{"$f":"IFERROR(IF(K$117=1,'K10'!$T124,0),0)","v":0},0]
[31,{"$f":"IFERROR(IF(B$117=1,'K01'!$S125,0),0)","v":0},{"$f":"IFERROR(IF(C$117=1,'K02'!$S125,0),0)","v":0},{"$f":"IFERROR(IF(D$117=1,'K03'!$S125,0),0)","v":0},{"$f":"IFERROR(IF(E$117=1,'K04'!$S125,0),0)","v":0},{"$f":"IFERROR(IF(F$117=1,'K05'!$S125,0),0)","v":0},{"$f":"IFERROR(IF(G$117=1,'K06'!$S125,0),0)","v":0},{"$f":"IFERROR(IF(H$117=1,'K07'!$S125,0),0)","v":0},{"$f":"IFERROR(IF(I$117=1,'K08'!$S125,0),0)","v":0},{"$f":"IFERROR(IF(J$117=1,'K09'!$S125,0),0)","v":0},{"$f":"IFERROR(IF(K$117=1,'K10'!$S125,0),0)","v":0},0,{"$f":"IFERROR(IF(B$117=1,'K01'!$T125,0),0)","v":0},{"$f":"IFERROR(IF(C$117=1,'K02'!$T125,0),0)","v":0},{"$f":"IFERROR(IF(D$117=1,'K03'!$T125,0),0)","v":0},{"$f":"IFERROR(IF(E$117=1,'K04'!$T125,0),0)","v":0},{"$f":"IFERROR(IF(F$117=1,'K05'!$T125,0),0)","v":0},{"$f":"IFERROR(IF(G$117=1,'K06'!$T125,0),0)","v":0},{"$f":"IFERROR(IF(H$117=1,'K07'!$T125,0),0)","v":0},{"$f":"IFERROR(IF(I$117=1,'K08'!$T125,0),0)","v":0},{"$f":"IFERROR(IF(J$117=1,'K09'!$T125,0),0)","v":0},{"$f":"IFERROR(IF(K$117=1,'K10'!$T125,0),0)","v":0},0]
[32,{"$f":"IFERROR(IF(B$117=1,'K01'!$S126,0),0)","v":0},{"$f":"IFERROR(IF(C$117=1,'K02'!$S126,0),0)","v":0},{"$f":"IFERROR(IF(D$117=1,'K03'!$S126,0),0)","v":0},{"$f":"IFERROR(IF(E$117=1,'K04'!$S126,0),0)","v":0},{"$f":"IFERROR(IF(F$117=1,'K05'!$S126,0),0)","v":0},{"$f":"IFERROR(IF(G$117=1,'K06'!$S126,0),0)","v":0},{"$f":"IFERROR(IF(H$117=1,'K07'!$S126,0),0)","v":0},{"$f":"IFERROR(IF(I$117=1,'K08'!$S126,0),0)","v":0},{"$f":"IFERROR(IF(J$117=1,'K09'!$S126,0),0)","v":0},{"$f":"IFERROR(IF(K$117=1,'K10'!$S126,0),0)","v":0},0,{"$f":"IFERROR(IF(B$117=1,'K01'!$T126,0),0)","v":0},{"$f":"IFERROR(IF(C$117=1,'K02'!$T126,0),0)","v":0},{"$f":"IFERROR(IF(D$117=1,'K03'!$T126,0),0)","v":0},{"$f":"IFERROR(IF(E$117=1,'K04'!$T126,0),0)","v":0},{"$f":"IFERROR(IF(F$117=1,'K05'!$T126,0),0)","v":0},{"$f":"IFERROR(IF(G$117=1,'K06'!$T126,0),0)","v":0},{"$f":"IFERROR(IF(H$117=1,'K07'!$T126,0),0)","v":0},{"$f":"IFERROR(IF(I$117=1,'K08'!$T126,0),0)","v":0},{"$f":"IFERROR(IF(J$117=1,'K09'!$T126,0),0)","v":0},{"$f":"IFERROR(IF(K$117=1,'K10'!$T126,0),0)","v":0},0]
[{"$f":"A310","v":33},{"$f":"IFERROR(IF(B$117=1,'K01'!$S127,0),0)","v":0},{"$f":"IFERROR(IF(C$117=1,'K02'!$S127,0),0)","v":0},{"$f":"IFERROR(IF(D$117=1,'K03'!$S127,0),0)","v":0},{"$f":"IFERROR(IF(E$117=1,'K04'!$S127,0),0)","v":0},{"$f":"IFERROR(IF(F$117=1,'K05'!$S127,0),0)","v":0},{"$f":"IFERROR(IF(G$117=1,'K06'!$S127,0),0)","v":0},{"$f":"IFERROR(IF(H$117=1,'K07'!$S127,0),0)","v":0},{"$f":"IFERROR(IF(I$117=1,'K08'!$S127,0),0)","v":0},{"$f":"IFERROR(IF(J$117=1,'K09'!$S127,0),0)","v":0},{"$f":"IFERROR(IF(K$117=1,'K10'!$S127,0),0)","v":0},0,{"$f":"IFERROR(IF(B$117=1,'K01'!$T127,0),0)","v":0},{"$f":"IFERROR(IF(C$117=1,'K02'!$T127,0),0)","v":0},{"$f":"IFERROR(IF(D$117=1,'K03'!$T127,0),0)","v":0},{"$f":"IFERROR(IF(E$117=1,'K04'!$T127,0),0)","v":0},{"$f":"IFERROR(IF(F$117=1,'K05'!$T127,0),0)","v":0},{"$f":"IFERROR(IF(G$117=1,'K06'!$T127,0),0)","v":0},{"$f":"IFERROR(IF(H$117=1,'K07'!$T127,0),0)","v":0},{"$f":"IFERROR(IF(I$117=1,'K08'!$T127,0),0)","v":0},{"$f":"IFERROR(IF(J$117=1,'K09'!$T127,0),0)","v":0},{"$f":"IFERROR(IF(K$117=1,'K10'!$T127,0),0)","v":0},0]
[{"$f":"A311","v":34},{"$f":"IFERROR(IF(B$117=1,'K01'!$S128,0),0)","v":0},{"$f":"IFERROR(IF(C$117=1,'K02'!$S128,0),0)","v":0},{"$f":"IFERROR(IF(D$117=1,'K03'!$S128,0),0)","v":0},{"$f":"IFERROR(IF(E$117=1,'K04'!$S128,0),0)","v":0},{"$f":"IFERROR(IF(F$117=1,'K05'!$S128,0),0)","v":0},{"$f":"IFERROR(IF(G$117=1,'K06'!$S128,0),0)","v":0},{"$f":"IFERROR(IF(H$117=1,'K07'!$S128,0),0)","v":0},{"$f":"IFERROR(IF(I$117=1,'K08'!$S128,0),0)","v":0},{"$f":"IFERROR(IF(J$117=1,'K09'!$S128,0),0)","v":0},{"$f":"IFERROR(IF(K$117=1,'K10'!$S128,0),0)","v":0},0,{"$f":"IFERROR(IF(B$117=1,'K01'!$T128,0),0)","v":0},{"$f":"IFERROR(IF(C$117=1,'K02'!$T128,0),0)","v":0},{"$f":"IFERROR(IF(D$117=1,'K03'!$T128,0),0)","v":0},{"$f":"IFERROR(IF(E$117=1,'K04'!$T128,0),0)","v":0},{"$f":"IFERROR(IF(F$117=1,'K05'!$T128,0),0)","v":0},{"$f":"IFERROR(IF(G$117=1,'K06'!$T128,0),0)","v":0},{"$f":"IFERROR(IF(H$117=1,'K07'!$T128,0),0)","v":0},{"$f":"IFERROR(IF(I$117=1,'K08'!$T128,0),0)","v":0},{"$f":"IFERROR(IF(J$117=1,'K09'!$T128,0),0)","v":0},{"$f":"IFERROR(IF(K$117=1,'K10'!$T128,0),0)","v":0},0]
[{"$f":"A312","v":35},{"$f":"IFERROR(IF(B$117=1,'K01'!$S129,0),0)","v":0},{"$f":"IFERROR(IF(C$117=1,'K02'!$S129,0),0)","v":0},{"$f":"IFERROR(IF(D$117=1,'K03'!$S129,0),0)","v":0},{"$f":"IFERROR(IF(E$117=1,'K04'!$S129,0),0)","v":0},{"$f":"IFERROR(IF(F$117=1,'K05'!$S129,0),0)","v":0},{"$f":"IFERROR(IF(G$117=1,'K06'!$S129,0),0)","v":0},{"$f":"IFERROR(IF(H$117=1,'K07'!$S129,0),0)","v":0},{"$f":"IFERROR(IF(I$117=1,'K08'!$S129,0),0)","v":0},{"$f":"IFERROR(IF(J$117=1,'K09'!$S129,0),0)","v":0},{"$f":"IFERROR(IF(K$117=1,'K10'!$S129,0),0)","v":0},0,{"$f":"IFERROR(IF(B$117=1,'K01'!$T129,0),0)","v":0},{"$f":"IFERROR(IF(C$117=1,'K02'!$T129,0),0)","v":0},{"$f":"IFERROR(IF(D$117=1,'K03'!$T129,0),0)","v":0},{"$f":"IFERROR(IF(E$117=1,'K04'!$T129,0),0)","v":0},{"$f":"IFERROR(IF(F$117=1,'K05'!$T129,0),0)","v":0},{"$f":"IFERROR(IF(G$117=1,'K06'!$T129,0),0)","v":0},{"$f":"IFERROR(IF(H$117=1,'K07'!$T129,0),0)","v":0},{"$f":"IFERROR(IF(I$117=1,'K08'!$T129,0),0)","v":0},{"$f":"IFERROR(IF(J$117=1,'K09'!$T129,0),0)","v":0},{"$f":"IFERROR(IF(K$117=1,'K10'!$T129,0),0)","v":0},0]
[]
["Berechnung Steigung Kältekurven",null,null,null,null,null,null,"Berechnung Steigung Kältekurven"]
["A-B",{"$f":"(C84-C83)/(B84-B83)","v":0},{"$f":"(D84-D83)/(B84-B83)","v":0},{"$f":"(F84-F83)/(E84-E83)","v":0},{"$f":"(G84-G83)/(E84-E83)","v":0},null,null,"A-B",{"$f":"(J84-J83)/(I84-I83)","v":0},{"$f":"(K84-K83)/(I84-I83)","v":0},{"$f":"(M84-M83)/(L84-L83)","v":0},{"$f":"(N84-N83)/(L84-L83)","v":0}]
["B-C",{"$f":"(C85-C84)/(B85-B84)","v":0},{"$f":"(D85-D84)/(B85-B84)","v":0},{"$f":"(F85-F84)/(E85-E84)","v":0},{"$f":"(G85-G84)/(E85-E84)","v":0},null,null,"B-C",{"$f":"(J85-J84)/(I85-I84)","v":0},{"$f":"(K85-K84)/(I85-I84)","v":0},{"$f":"(M85-M84)/(L85-L84)","v":0},{"$f":"(N85-N84)/(L85-L84)","v":0}]
["C-D",{"$f":"(C86-C85)/(B86-B85)","v":0},{"$f":"(D86-D85)/(B86-B85)","v":0},{"$f":"(F86-F85)/(E86-E85)","v":0},{"$f":"(G86-G85)/(E86-E85)","v":0},null,null,"C-D",{"$f":"(J86-J85)/(I86-I85)","v":0},{"$f":"(K86-K85)/(I86-I85)","v":0},{"$f":"(M86-M85)/(L86-L85)","v":0},{"$f":"(N86-N85)/(L86-L85)","v":0}]
[]
[]
["Berechnung Kältekurven"]
[null,"alt","Kältekurve Normal",null,"Kältekurve Erhöht",null,"optimiert","Kältekurve Normal",null,"Kältekurve Erhöht"]
["Tab","Leistung","Vorlauf Temp.","Rücklauf Temp.","Vorlauf Temp.","Rücklauf Temp.","Leistung","Vorlauf Temp.","Rücklauf Temp.","Vorlauf Temp.","Rücklauf Temp."]
["[°C]","[kW]","[°C]","[°C]","[°C]","[°C]","[kW]","[°C]","[°C]","[°C]","[°C]"]
[-25,{"$f":"L120","v":0},{"$f":"L252","v":0},{"$f":"IF($F$14=$I$12,IF(B391>0,C391+($D$1010*3.6)/(F$11*4.19),C391),C391+(B391*3.6)/(F$11*4.19))","v":0},{"$f":"L319","v":0},{"$f":"IF($F$14=$I$12,IF(B391>0,E391+($D$1010*3.6)/(F$11*4.19),E391),E391+(B391*3.6)/(F$11*4.19))","v":0},{"$f":"W120","v":0},{"$f":"W252","v":0},{"$f":"IF($F$14=$I$12,IF(G391>0,H391+($E$1010*3.6)/(G$11*4.19),H391),H391+(G391*3.6)/(G$11*4.19))","v":0},{"$f":"W319","v":0},{"$f":"IF($F$14=$I$12,IF(G391>0,J391+($E$1010*3.6)/(G$11*4.19),J391),J391+(G391*3.6)/(G$11*4.19))","v":0}]
[-24,0,0,0,0,0,0,0,0,0,0]
[-23,0,0,0,0,0,0,0,0,0,0]
[-22,0,0,0,0,0,0,0,0,0,0]
[-21,0,0,0,0,0,0,0,0,0,0]
[-20,0,0,0,0,0,0,0,0,0,0]
[-19,0,0,0,0,0,0,0,0,0,0]
[-18,0,0,0,0,0,0,0,0,0,0]
[-17,0,0,0,0,0,0,0,0,0,0]
[-16,0,0,0,0,0,0,0,0,0,0]
[-15,0,0,0,0,0,0,0,0,0,0]
[-14,0,0,0,0,0,0,0,0,0,0]
[-13,0,0,0,0,0,0,0,0,0,0]
[-12,0,0,0,0,0,0,0,0,0,0]
[-11,0,0,0,0,0,0,0,0,0,0]
[-10,0,0,0,0,0,0,0,0,0,0]
[-9,0,0,0,0,0,0,0,0,0,0]
[-8,0,0,0,0,0,0,0,0,0,0]
[-7,0,0,0,0,0,0,0,0,0,0]
[-6,0,0,0,0,0,0,0,0,0,0]
[-5,0,0,0,0,0,0,0,0,0,0]
[-4,0,0,0,0,0,0,0,0,0,0]
[-3,0,0,0,0,0,0,0,0,0,0]
[-2,0,0,0,0,0,0,0,0,0,0]
[-1,0,0,0,0,0,0,0,0,0,0]
[0,0,0,0,0,0,0,0,0,0,0]
[1,0,0,0,0,0,0,0,0,0,0]
[2,0,0,0,0,0,0,0,0,0,0]
[3,0,0,0,0,0,0,0,0,0,0]
[4,0,0,0,0,0,0,0,0,0,0]
[5,0,0,0,0,0,0,0,0,0,0]
[6,0,0,0,0,0,0,0,0,0,0]
[7,{"$f":"L152","v":0},{"$f":"L284","v":0},{"$f":"IF($F$14=$I$12,IF(B423>0,C423+($D$1010*3.6)/(F$11*4.19),C423),C423+(B423*3.6)/(F$11*4.19))","v":0},{"$f":"L351","v":0},{"$f":"IF($F$14=$I$12,IF(B423>0,E423+($D$1010*3.6)/(F$11*4.19),E423),E423+(B423*3.6)/(F$11*4.19))","v":0},{"$f":"W152","v":0},{"$f":"W284","v":0},{"$f":"IF($F$14=$I$12,IF(G423>0,H423+($E$1010*3.6)/(G$11*4.19),H423),H423+(G423*3.6)/(G$11*4.19))","v":0},{"$f":"W351","v":0},{"$f":"IF($F$14=$I$12,IF(G423>0,J423+($E$1010*3.6)/(G$11*4.19),J423),J423+(G423*3.6)/(G$11*4.19))","v":0}]
[8,0,0,0,0,0,0,0,0,0,0]
[9,0,0,0,0,0,0,0,0,0,0]
[10,0,0,0,0,0,0,0,0,0,0]
[11,0,0,0,0,0,0,0,0,0,0]
[12,0,0,0,0,0,0,0,0,0,0]
[13,0,0,0,0,0,0,0,0,0,0]
[14,0,0,0,0,0,0,0,0,0,0]
[15,0,0,0,0,0,0,0,0,0,0]
[16,0,0,0,0,0,0,0,0,0,0]
[17,0,0,0,0,0,0,0,0,0,0]
[18,0,0,0,0,0,0,0,0,0,0]
[19,0,0,0,0,0,0,0,0,0,0]
[20,0,0,0,0,0,0,0,0,0,0]
[21,0,0,0,0,0,0,0,0,0,0]
[22,0,0,0,0,0,0,0,0,0,0]
[23,0,0,0,0,0,0,0,0,0,0]
[24,0,0,0,0,0,0,0,0,0,0]
[25,0,0,0,0,0,0,0,0,0,0]
[26,0,0,0,0,0,0,0,0,0,0]
[27,0,0,0,0,0,0,0,0,0,0]
[28,0,0,0,0,0,0,0,0,0,0]
[29,0,0,0,0,0,0,0,0,0,0]
[30,0,0,0,0,0,0,0,0,0,0]
[31,0,0,0,0,0,0,0,0,0,0]
[32,0,0,0,0,0,0,0,0,0,0]
[33,0,0,0,0,0,0,0,0,0,0]
[34,0,0,0,0,0,0,0,0,0,0]
[35,0,0,0,0,0,0,0,0,0,0]
[]
["Berechnung Betriebszeiten"]
[null,"Mo - Fr","Sa","So","Mo - So",null,"Mo - Fr","Sa","So","Mo - So"]
["Normal",{"$f":"5*MIN(24,HOUR(B90-B89)+MINUTE(B90-B89)/60)","v":119.91666666666667},{"$f":"MIN(24,HOUR(B92-B91)+MINUTE(B92-B91)/60)","v":23.983333333333334},{"$f":"MIN(24,HOUR(B94-B93)+MINUTE(B94-B93)/60)","v":23.983333333333334},{"$f":"SUM(B455:D455)","v":167.88333333333333},{"$f":"E455/E457","v":1},{"$f":"5*MIN(24,HOUR(B104-B103)+MINUTE(B104-B103)/60)","v":119.91666666666667},{"$f":"MIN(24,HOUR(B106-B105)+MINUTE(B106-B105)/60)","v":23.983333333333334},{"$f":"MIN(24,HOUR(B108-B107)+MINUTE(B108-B107)/60)","v":23.983333333333334},{"$f":"SUM(G455:I455)","v":167.88333333333333},{"$f":"J455/J457","v":1}]
["Erhöht",{"$f":"5*MIN(24,HOUR(B96-IF(B96>=B90,MAX(B95,B90),0))+HOUR(B89-B95)+MINUTE(B89-B95)/60+MINUTE(B96-IF(B96>=B90,MAX(B95,B90),0))/60)","v":0},{"$f":"MIN(24,HOUR(B98-IF(B98>=B92,MAX(B97,B92),0))+HOUR(B91-B97)+MINUTE(B91-B97)/60+MINUTE(B98-IF(B98>=B92,MAX(B97,B92),0))/60)","v":0},{"$f":"MIN(24,HOUR(B100-IF(B100>=B94,MAX(B99,B94),0))+HOUR(B93-B99)+MINUTE(B93-B99)/60+MINUTE(B100-IF(B100>=B94,MAX(B99,B94),0))/60)","v":0},{"$f":"SUM(B456:D456)","v":0},{"$f":"E456/E457","v":0},{"$f":"5*MIN(24,HOUR(B110-IF(B110>=B104,MAX(B109,B104),0))+HOUR(B103-B109)+MINUTE(B103-B109)/60+MINUTE(B110-IF(B110>=B104,MAX(B109,B104),0))/60)","v":0},{"$f":"MIN(24,HOUR(B112-IF(B112>=B106,MAX(B111,B106),0))+HOUR(B105-B111)+MINUTE(B105-B111)/60+MINUTE(B112-IF(B112>=B106,MAX(B111,B106),0))/60)","v":0},{"$f":"MIN(24,HOUR(B114-IF(B114>=B108,MAX(B113,B108),0))+HOUR(B107-B113)+MINUTE(B107-B113)/60+MINUTE(B114-IF(B114>=B108,MAX(B113,B108),0))/60)","v":0},{"$f":"SUM(G456:I456)","v":0},{"$f":"J456/J457","v":0}]
[null,null,null,null,{"$f":"SUM(E455:E456)","v":167.88333333333333},{"$f":"SUM(F455:F456)","v":1},null,null,null,{"$f":"SUM(J455:J456)","v":167.88333333333333},{"$f":"SUM(K455:K456)","v":1}]
[null,null,null,null,null,null,null,null,null,null,null,"Ist-Zustand",null,null,null,"Soll-Zustand"]
[null,null,null,null,null,null,null,null,null,null,null,"MB normal","MB erhöht","FC normal","FC erhöht","MB normal","MB erhöht","FC normal","FC erhöht"]
["Tab","RK VL","RK RL","Tc","Tv normal","Tv erhöht","RK VL","RK RL","Tc","Tv normal","Tv erhöht","Minimal Temp.","Minimal Temp.","Minimal Temp.","Minimal Temp.","Minimal Temp.","Minimal Temp.","Minimal Temp.","Minimal Temp."]
["[°C]","[°C]","[°C]","[°C]","[°C]","[°C]","[°C]","[°C]","[°C]","[°C]","[°C]","[°C]","[°C]","[°C]","[°C]","[°C]","[°C]","[°C]","[°C]"]
[{"$f":"A529","v":-25},{"$f":"IF(AND(F$34=$I$18,B668>0),D$36,C462+(D$46-E$46))","v":35},{"$f":"IF(AND(F$34=$I$18,B668>0),E$36,IF(F$13=$I$14,MAX(E$47, E$46-(30-A462)),E$46))","v":30},{"$f":"(B462+C462)/2+$F$21","v":34.5},{"$f":"(C391+D391)/2-$F$22","v":-2},{"$f":"(E391+F391)/2-$F$22","v":-2},{"$f":"IF(AND(G$34=$I$18,H668>0),F$36,H462+(F$46-G$46))","v":35},{"$f":"IF(AND(G$34=$I$18,H668>0),G$36,IF(G$13=$I$14,MAX(G$47, G$46-(30-A462)),G$46))","v":30},{"$f":"(G462+H462)/2+$F$21","v":34.5},{"$f":"(H391+I391)/2-$F$22","v":-2},{"$f":"(J391+K391)/2-$F$22","v":-2},{"$f":"IF(AND(D391-$F$32>=O529,B529>0),D391-$F$32,0)","v":{"$error":"#VALUE!"}},{"$f":"IF(AND(F391-$F$32>=O529,B529>0),F391-$F$32,0)","v":{"$error":"#VALUE!"}},{"$f":"IF(AND(C391-$F$32>=O529,B529>0),C391-$F$32,0)","v":{"$error":"#VALUE!"}},{"$f":"IF(AND(E391-$F$32>O529,B529>0),E391-$F$32,0)","v":{"$error":"#VALUE!"}},{"$f":"IF(AND(I391-$G$32>T529,B529>0),I391-$G$32,0)","v":{"$error":"#VALUE!"}},{"$f":"IF(AND(K391-$G$32>T529,B529>0),K391-$G$32,0)","v":{"$error":"#VALUE!"}},{"$f":"IF(AND(H391-$G$32>=T529,B529>0),H391-$G$32,0)","v":{"$error":"#VALUE!"}},{"$f":"IF(AND(J391-$G$32>T529,B529>0),J391-$G$32,0)","v":{"$error":"#VALUE!"}}]
[-24,35,30,34.5,-2,-2,35,30,34.5,-2,-2,{"$error":"#VALUE!"},{"$error":"#VALUE!"},{"$error":"#VALUE!"},{"$error":"#VALUE!"},{"$error":"#VALUE!"},{"$error":"#VALUE!"},{"$error":"#VALUE!"},{"$error":"#VALUE!"}]
[-23,35,30,34.5,-2,-2,35,30,34.5,-2,-2,{"$error":"#VALUE!"},{"$error":"#VALUE!"},{"$error":"#VALUE!"},{"$error":"#VALUE!"},{"$error":"#VALUE!"},{"$error":"#VALUE!"},{"$error":"#VALUE!"},{"$error":"#VALUE!"}]
[-22,35,30,34.5,-2,-2,35,30,34.5,-2,-2,{"$error":"#VALUE!"},{"$error":"#VALUE!"},{"$error":"#VALUE!"},{"$error":"#VALUE!"},{"$error":"#VALUE!"},{"$error":"#VALUE!"},{"$error":"#VALUE!"},{"$error":"#VALUE!"}]
[-21,35,30,34.5,-2,-2,35,30,34.5,-2,-2,{"$error":"#VALUE!"},{"$error":"#VALUE!"},{"$error":"#VALUE!"},{"$error":"#VALUE!"},{"$error":"#VALUE!"},{"$error":"#VALUE!"},{"$error":"#VALUE!"},{"$error":"#VALUE!"}]
[-20,35,30,34.5,-2,-2,35,30,34.5,-2,-2,{"$error":"#VALUE!"},{"$error":"#VALUE!"},{"$error":"#VALUE!"},{"$error":"#VALUE!"},{"$error":"#VALUE!"},{"$error":"#VALUE!"},{"$error":"#VALUE!"},{"$error":"#VALUE!"}]
[-19,35,30,34.5,-2,-2,35,30,34.5,-2,-2,{"$error":"#VALUE!"},{"$error":"#VALUE!"},{"$error":"#VALUE!"},{"$error":"#VALUE!"},{"$error":"#VALUE!"},{"$error":"#VALUE!"},{"$error":"#VALUE!"},{"$error":"#VALUE!"}]
[-18,35,30,34.5,-2,-2,35,30,34.5,-2,-2,{"$error":"#VALUE!"},{"$error":"#VALUE!"},{"$error":"#VALUE!"},{"$error":"#VALUE!"},{"$error":"#VALUE!"},{"$error":"#VALUE!"},{"$error":"#VALUE!"},{"$error":"#VALUE!"}]
[-17,35,30,34.5,-2,-2,35,30,34.5,-2,-2,{"$error":"#VALUE!"},{"$error":"#VALUE!"},{"$error":"#VALUE!"},{"$error":"#VALUE!"},{"$error":"#VALUE!"},{"$error":"#VALUE!"},{"$error":"#VALUE!"},{"$error":"#VALUE!"}]
[-16,35,30,34.5,-2,-2,35,30,34.5,-2,-2,{"$error":"#VALUE!"},{"$error":"#VALUE!"},{"$error":"#VALUE!"},{"$error":"#VALUE!"},{"$error":"#VALUE!"},{"$error":"#VALUE!"},{"$error":"#VALUE!"},{"$error":"#VALUE!"}]
[-15,35,30,34.5,-2,-2,35,30,34.5,-2,-2,{"$error":"#VALUE!"},{"$error":"#VALUE!"},{"$error":"#VALUE!"},{"$error":"#VALUE!"},{"$error":"#VALUE!"},{"$error":"#VALUE!"},{"$error":"#VALUE!"},{"$error":"#VALUE!"}]
[-14,35,30,34.5,-2,-2,35,30,34.5,-2,-2,{"$error":"#VALUE!"},{"$error":"#VALUE!"},{"$error":"#VALUE!"},{"$error":"#VALUE!"},{"$error":"#VALUE!"},{"$error":"#VALUE!"},{"$error":"#VALUE!"},{"$error":"#VALUE!"}]
[-13,35,30,34.5,-2,-2,35,30,34.5,-2,-2,{"$error":"#VALUE!"},{"$error":"#VALUE!"},{"$error":"#VALUE!"},{"$error":"#VALUE!"},{"$error":"#VALUE!"},{"$error":"#VALUE!"},{"$error":"#VALUE!"},{"$error":"#VALUE!"}]
[-12,35,30,34.5,-2,-2,35,30,34.5,-2,-2,{"$error":"#VALUE!"},{"$error":"#VALUE!"},{"$error":"#VALUE!"},{"$error":"#VALUE!"},{"$error":"#VALUE!"},{"$error":"#VALUE!"},{"$error":"#VALUE!"},{"$error":"#VALUE!"}]
[-11,35,30,34.5,-2,-2,35,30,34.5,-2,-2,{"$error":"#VALUE!"},{"$error":"#VALUE!"},{"$error":"#VALUE!"},{"$error":"#VALUE!"},{"$error":"#VALUE!"},{"$error":"#VALUE!"},{"$error":"#VALUE!"},{"$error":"#VALUE!"}]
[-10,35,30,34.5,-2,-2,35,30,34.5,-2,-2,{"$error":"#VALUE!"},{"$error":"#VALUE!"},{"$error":"#VALUE!"},{"$error":"#VALUE!"},{"$error":"#VALUE!"},{"$error":"#VALUE!"},{"$error":"#VALUE!"},{"$error":"#VALUE!"}]
[-9,35,30,34.5,-2,-2,35,30,34.5,-2,-2,{"$error":"#VALUE!"},{"$error":"#VALUE!"},{"$error":"#VALUE!"},{"$error":"#VALUE!"},{"$error":"#VALUE!"},{"$error":"#VALUE!"},{"$error":"#VALUE!"},{"$error":"#VALUE!"}]
[-8,35,30,34.5,-2,-2,35,30,34.5,-2,-2,{"$error":"#VALUE!"},{"$error":"#VALUE!"},{"$error":"#VALUE!"},{"$error":"#VALUE!"},{"$error":"#VALUE!"},{"$error":"#VALUE!"},{"$error":"#VALUE!"},{"$error":"#VALUE!"}]
[-7,35,30,34.5,-2,-2,35,30,34.5,-2,-2,{"$error":"#VALUE!"},{"$error":"#VALUE!"},{"$error":"#VALUE!"},{"$error":"#VALUE!"},{"$error":"#VALUE!"},{"$error":"#VALUE!"},{"$error":"#VALUE!"},{"$error":"#VALUE!"}]
[-6,35,30,34.5,-2,-2,35,30,34.5,-2,-2,{"$error":"#VALUE!"},{"$error":"#VALUE!"},{"$error":"#VALUE!"},{"$error":"#VALUE!"},{"$error":"#VALUE!"},{"$error":"#VALUE!"},{"$error":"#VALUE!"},{"$error":"#VALUE!"}]
[-5,35,30,34.5,-2,-2,35,30,34.5,-2,-2,{"$error":"#VALUE!"},{"$error":"#VALUE!"},{"$error":"#VALUE!"},{"$error":"#VALUE!"},{"$error":"#VALUE!"},{"$error":"#VALUE!"},{"$error":"#VALUE!"},{"$error":"#VALUE!"}]
[-4,35,30,34.5,-2,-2,35,30,34.5,-2,-2,{"$error":"#VALUE!"},{"$error":"#VALUE!"},{"$error":"#VALUE!"},{"$error":"#VALUE!"},{"$error":"#VALUE!"},{"$error":"#VALUE!"},{"$error":"#VALUE!"},{"$error":"#VALUE!"}]
[-3,35,30,34.5,-2,-2,35,30,34.5,-2,-2,{"$error":"#VALUE!"},{"$error":"#VALUE!"},{"$error":"#VALUE!"},{"$error":"#VALUE!"},{"$error":"#VALUE!"},{"$error":"#VALUE!"},{"$error":"#VALUE!"},{"$error":"#VALUE!"}]
[-2,35,30,34.5,-2,-2,35,30,34.5,-2,-2,{"$error":"#VALUE!"},{"$error":"#VALUE!"},{"$error":"#VALUE!"},{"$error":"#VALUE!"},{"$error":"#VALUE!"},{"$error":"#VALUE!"},{"$error":"#VALUE!"},{"$error":"#VALUE!"}]
[-1,35,30,34.5,-2,-2,35,30,34.5,-2,-2,{"$error":"#VALUE!"},{"$error":"#VALUE!"},{"$error":"#VALUE!"},{"$error":"#VALUE!"},{"$error":"#VALUE!"},{"$error":"#VALUE!"},{"$error":"#VALUE!"},{"$error":"#VALUE!"}]
[0,35,30,34.5,-2,-2,35,30,34.5,-2,-2,{"$error":"#VALUE!"},{"$error":"#VALUE!"},{"$error":"#VALUE!"},{"$error":"#VALUE!"},{"$error":"#VALUE!"},{"$error":"#VALUE!"},{"$error":"#VALUE!"},{"$error":"#VALUE!"}]
[1,35,30,34.5,-2,-2,35,30,34.5,-2,-2,{"$error":"#VALUE!"},{"$error":"#VALUE!"},{"$error":"#VALUE!"},{"$error":"#VALUE!"},{"$error":"#VALUE!"},{"$error":"#VALUE!"},{"$error":"#VALUE!"},{"$error":"#VALUE!"}]
[2,35,30,34.5,-2,-2,35,30,34.5,-2,-2,{"$error":"#VALUE!"},{"$error":"#VALUE!"},{"$error":"#VALUE!"},{"$error":"#VALUE!"},{"$error":"#VALUE!"},{"$error":"#VALUE!"},{"$error":"#VALUE!"},{"$error":"#VALUE!"}]
[3,35,30,34.5,-2,-2,35,30,34.5,-2,-2,{"$error":"#VALUE!"},{"$error":"#VALUE!"},{"$error":"#VALUE!"},{"$error":"#VALUE!"},{"$error":"#VALUE!"},{"$error":"#VALUE!"},{"$error":"#VALUE!"},{"$error":"#VALUE!"}]
[4,35,30,34.5,-2,-2,35,30,34.5,-2,-2,{"$error":"#VALUE!"},{"$error":"#VALUE!"},{"$error":"#VALUE!"},{"$error":"#VALUE!"},{"$error":"#VALUE!"},{"$error":"#VALUE!"},{"$error":"#VALUE!"},{"$error":"#VALUE!"}]
[5,35,30,34.5,-2,-2,35,30,34.5,-2,-2,{"$error":"#VALUE!"},{"$error":"#VALUE!"},{"$error":"#VALUE!"},{"$error":"#VALUE!"},{"$error":"#VALUE!"},{"$error":"#VALUE!"},{"$error":"#VALUE!"},{"$error":"#VALUE!"}]
[6,35,30,34.5,-2,-2,35,30,34.5,-2,-2,{"$error":"#VALUE!"},{"$error":"#VALUE!"},{"$error":"#VALUE!"},{"$error":"#VALUE!"},{"$error":"#VALUE!"},{"$error":"#VALUE!"},{"$error":"#VALUE!"},{"$error":"#VALUE!"}]
[7,{"$f":"IF(AND(F$34=$I$18,B700>0),D$36,C494+(D$46-E$46))","v":35},{"$f":"IF(AND(F$34=$I$18,B700>0),E$36,IF(F$13=$I$14,MAX(E$47, E$46-(30-A494)),E$46))","v":30},{"$f":"(B494+C494)/2+$F$21","v":34.5},{"$f":"(C423+D423)/2-$F$22","v":-2},{"$f":"(E423+F423)/2-$F$22","v":-2},{"$f":"IF(AND(G$34=$I$18,H700>0),F$36,H494+(F$46-G$46))","v":35},{"$f":"IF(AND(G$34=$I$18,H700>0),G$36,IF(G$13=$I$14,MAX(G$47, G$46-(30-A494)),G$46))","v":30},{"$f":"(G494+H494)/2+$F$21","v":34.5},{"$f":"(H423+I423)/2-$F$22","v":-2},{"$f":"(J423+K423)/2-$F$22","v":-2},{"$f":"IF(AND(D423-$F$32>=O561,B561>0),D423-$F$32,0)","v":{"$error":"#VALUE!"}},{"$f":"IF(AND(F423-$F$32>=O561,B561>0),F423-$F$32,0)","v":{"$error":"#VALUE!"}},{"$f":"IF(AND(C423-$F$32>=O561,B561>0),C423-$F$32,0)","v":{"$error":"#VALUE!"}},{"$f":"IF(AND(E423-$F$32>O561,B561>0),E423-$F$32,0)","v":{"$error":"#VALUE!"}},{"$f":"IF(AND(I423-$G$32>T561,B561>0),I423-$G$32,0)","v":{"$error":"#VALUE!"}},{"$f":"IF(AND(K423-$G$32>T561,B561>0),K423-$G$32,0)","v":{"$error":"#VALUE!"}},{"$f":"IF(AND(H423-$G$32>=T561,B561>0),H423-$G$32,0)","v":{"$error":"#VALUE!"}},{"$f":"IF(AND(J423-$G$32>T561,B561>0),J423-$G$32,0)","v":{"$error":"#VALUE!"}}]
[8,35,30,34.5,-2,-2,35,30,34.5,-2,-2,{"$error":"#VALUE!"},{"$error":"#VALUE!"},{"$error":"#VALUE!"},{"$error":"#VALUE!"},{"$error":"#VALUE!"},{"$error":"#VALUE!"},{"$error":"#VALUE!"},{"$error":"#VALUE!"}]
[9,35,30,34.5,-2,-2,35,30,34.5,-2,-2,{"$error":"#VALUE!"},{"$error":"#VALUE!"},{"$error":"#VALUE!"},{"$error":"#VALUE!"},{"$error":"#VALUE!"},{"$error":"#VALUE!"},{"$error":"#VALUE!"},{"$error":"#VALUE!"}]
[10,35,30,34.5,-2,-2,35,30,34.5,-2,-2,{"$error":"#VALUE!"},{"$error":"#VALUE!"},{"$error":"#VALUE!"},{"$error":"#VALUE!"},{"$error":"#VALUE!"},{"$error":"#VALUE!"},{"$error":"#VALUE!"},{"$error":"#VALUE!"}]
[11,35,30,34.5,-2,-2,35,30,34.5,-2,-2,{"$error":"#VALUE!"},{"$error":"#VALUE!"},{"$error":"#VALUE!"},{"$error":"#VALUE!"},{"$error":"#VALUE!"},{"$error":"#VALUE!"},{"$error":"#VALUE!"},{"$error":"#VALUE!"}]
[12,35,30,34.5,-2,-2,35,30,34.5,-2,-2,{"$error":"#VALUE!"},{"$error":"#VALUE!"},{"$error":"#VALUE!"},{"$error":"#VALUE!"},{"$error":"#VALUE!"},{"$error":"#VALUE!"},{"$error":"#VALUE!"},{"$error":"#VALUE!"}]
[13,35,30,34.5,-2,-2,35,30,34.5,-2,-2,{"$error":"#VALUE!"},{"$error":"#VALUE!"},{"$error":"#VALUE!"},{"$error":"#VALUE!"},{"$error":"#VALUE!"},{"$error":"#VALUE!"},{"$error":"#VALUE!"},{"$error":"#VALUE!"}]
[14,35,30,34.5,-2,-2,35,30,34.5,-2,-2,{"$error":"#VALUE!"},{"$error":"#VALUE!"},{"$error":"#VALUE!"},{"$error":"#VALUE!"},{"$error":"#VALUE!"},{"$error":"#VALUE!"},{"$error":"#VALUE!"},{"$error":"#VALUE!"}]
[15,35,30,34.5,-2,-2,35,30,34.5,-2,-2,{"$error":"#VALUE!"},{"$error":"#VALUE!"},{"$error":"#VALUE!"},{"$error":"#VALUE!"},{"$error":"#VALUE!"},{"$error":"#VALUE!"},{"$error":"#VALUE!"},{"$error":"#VALUE!"}]
[16,35,30,34.5,-2,-2,35,30,34.5,-2,-2,{"$error":"#VALUE!"},{"$error":"#VALUE!"},{"$error":"#VALUE!"},{"$error":"#VALUE!"},{"$error":"#VALUE!"},{"$error":"#VALUE!"},{"$error":"#VALUE!"},{"$error":"#VALUE!"}]
[17,35,30,34.5,-2,-2,35,30,34.5,-2,-2,{"$error":"#VALUE!"},{"$error":"#VALUE!"},{"$error":"#VALUE!"},{"$error":"#VALUE!"},{"$error":"#VALUE!"},{"$error":"#VALUE!"},{"$error":"#VALUE!"},{"$error":"#VALUE!"}]
[18,35,30,34.5,-2,-2,35,30,34.5,-2,-2,{"$error":"#VALUE!"},{"$error":"#VALUE!"},{"$error":"#VALUE!"},{"$error":"#VALUE!"},{"$error":"#VALUE!"},{"$error":"#VALUE!"},{"$error":"#VALUE!"},{"$error":"#VALUE!"}]
[19,35,30,34.5,-2,-2,35,30,34.5,-2,-2,{"$error":"#VALUE!"},{"$error":"#VALUE!"},{"$error":"#VALUE!"},{"$error":"#VALUE!"},{"$error":"#VALUE!"},{"$error":"#VALUE!"},{"$error":"#VALUE!"},{"$error":"#VALUE!"}]
[20,35,30,34.5,-2,-2,35,30,34.5,-2,-2,{"$error":"#VALUE!"},{"$error":"#VALUE!"},{"$error":"#VALUE!"},{"$error":"#VALUE!"},{"$error":"#VALUE!"},{"$error":"#VALUE!"},{"$error":"#VALUE!"},{"$error":"#VALUE!"}]
[21,35,30,34.5,-2,-2,35,30,34.5,-2,-2,{"$error":"#VALUE!"},{"$error":"#VALUE!"},{"$error":"#VALUE!"},{"$error":"#VALUE!"},{"$error":"#VALUE!"},{"$error":"#VALUE!"},{"$error":"#VALUE!"},{"$error":"#VALUE!"}]
[22,35,30,34.5,-2,-2,35,30,34.5,-2,-2,{"$error":"#VALUE!"},{"$error":"#VALUE!"},{"$error":"#VALUE!"},{"$error":"#VALUE!"},{"$error":"#VALUE!"},{"$error":"#VALUE!"},{"$error":"#VALUE!"},{"$error":"#VALUE!"}]
[23,35,30,34.5,-2,-2,35,30,34.5,-2,-2,{"$error":"#VALUE!"},{"$error":"#VALUE!"},{"$error":"#VALUE!"},{"$error":"#VALUE!"},{"$error":"#VALUE!"},{"$error":"#VALUE!"},{"$error":"#VALUE!"},{"$error":"#VALUE!"}]
[24,35,30,34.5,-2,-2,35,30,34.5,-2,-2,{"$error":"#VALUE!"},{"$error":"#VALUE!"},{"$error":"#VALUE!"},{"$error":"#VALUE!"},{"$error":"#VALUE!"},{"$error":"#VALUE!"},{"$error":"#VALUE!"},{"$error":"#VALUE!"}]
[25,35,30,34.5,-2,-2,35,30,34.5,-2,-2,{"$error":"#VALUE!"},{"$error":"#VALUE!"},{"$error":"#VALUE!"},{"$error":"#VALUE!"},{"$error":"#VALUE!"},{"$error":"#VALUE!"},{"$error":"#VALUE!"},{"$error":"#VALUE!"}]
[26,35,30,34.5,-2,-2,35,30,34.5,-2,-2,{"$error":"#VALUE!"},{"$error":"#VALUE!"},{"$error":"#VALUE!"},{"$error":"#VALUE!"},{"$error":"#VALUE!"},{"$error":"#VALUE!"},{"$error":"#VALUE!"},{"$error":"#VALUE!"}]
[27,35,30,34.5,-2,-2,35,30,34.5,-2,-2,{"$error":"#VALUE!"},{"$error":"#VALUE!"},{"$error":"#VALUE!"},{"$error":"#VALUE!"},{"$error":"#VALUE!"},{"$error":"#VALUE!"},{"$error":"#VALUE!"},{"$error":"#VALUE!"}]
[28,35,30,34.5,-2,-2,35,30,34.5,-2,-2,{"$error":"#VALUE!"},{"$error":"#VALUE!"},{"$error":"#VALUE!"},{"$error":"#VALUE!"},{"$error":"#VALUE!"},{"$error":"#VALUE!"},{"$error":"#VALUE!"},{"$error":"#VALUE!"}]
[29,35,30,34.5,-2,-2,35,30,34.5,-2,-2,{"$error":"#VALUE!"},{"$error":"#VALUE!"},{"$error":"#VALUE!"},{"$error":"#VALUE!"},{"$error":"#VALUE!"},{"$error":"#VALUE!"},{"$error":"#VALUE!"},{"$error":"#VALUE!"}]
[30,35,30,34.5,-2,-2,35,30,34.5,-2,-2,{"$error":"#VALUE!"},{"$error":"#VALUE!"},{"$error":"#VALUE!"},{"$error":"#VALUE!"},{"$error":"#VALUE!"},{"$error":"#VALUE!"},{"$error":"#VALUE!"},{"$error":"#VALUE!"}]
[31,35,30,34.5,-2,-2,35,30,34.5,-2,-2,{"$error":"#VALUE!"},{"$error":"#VALUE!"},{"$error":"#VALUE!"},{"$error":"#VALUE!"},{"$error":"#VALUE!"},{"$error":"#VALUE!"},{"$error":"#VALUE!"},{"$error":"#VALUE!"}]
[32,35,30,34.5,-2,-2,35,30,34.5,-2,-2,{"$error":"#VALUE!"},{"$error":"#VALUE!"},{"$error":"#VALUE!"},{"$error":"#VALUE!"},{"$error":"#VALUE!"},{"$error":"#VALUE!"},{"$error":"#VALUE!"},{"$error":"#VALUE!"}]
[33,35,30,34.5,-2,-2,35,30,34.5,-2,-2,{"$error":"#VALUE!"},{"$error":"#VALUE!"},{"$error":"#VALUE!"},{"$error":"#VALUE!"},{"$error":"#VALUE!"},{"$error":"#VALUE!"},{"$error":"#VALUE!"},{"$error":"#VALUE!"}]
[34,35,30,34.5,-2,-2,35,30,34.5,-2,-2,{"$error":"#VALUE!"},{"$error":"#VALUE!"},{"$error":"#VALUE!"},{"$error":"#VALUE!"},{"$error":"#VALUE!"},{"$error":"#VALUE!"},{"$error":"#VALUE!"},{"$error":"#VALUE!"}]
[35,35,30,34.5,-2,-2,35,30,34.5,-2,-2,{"$error":"#VALUE!"},{"$error":"#VALUE!"},{"$error":"#VALUE!"},{"$error":"#VALUE!"},{"$error":"#VALUE!"},{"$error":"#VALUE!"},{"$error":"#VALUE!"},{"$error":"#VALUE!"}]
[null,null,null,null,null,null,null,null,null,null,null,{"$f":"MAX(L462:L522)","v":{"$error":"#VALUE!"}},{"$error":"#VALUE!"},{"$error":"#VALUE!"},{"$error":"#VALUE!"},{"$error":"#VALUE!"},{"$error":"#VALUE!"},{"$error":"#VALUE!"},{"$error":"#VALUE!"}]
[]
[]
["Berechnung Temperaturen Rückkühler, Tv, Tc",null,null,null,{"$f":"F455","v":1},{"$f":"1-E526","v":0},null,null,null,null,{"$f":"K455","v":1},{"$f":"1-K526","v":0},null,null,"Ist- Zustand","Freecooling","Mischbertrieb","Freecooling","Mischbetrieb","Sollzustand","Freecooling","Mischbertrieb","Freecooling","Mischbetrieb"]
["Tab","Stunden","Leistung","Kälteenergie","Freecooling","Freecooling","Freecooling","Tab","Leistung","Kälteenergie","Freecooling","Freecooling","Freecooling","Fechtkugeltemp","Referenztemp","normal","normal","erhöht","erhöht","Referenztemp.","normal","normal","erhöht","erhöht"]
["[°C]","[h]","[kW]","[kWh]","Anteil normal","Anteil erhöht","[kWh]","[°C]","[kW]","[kWh]","Anteil normal","Anteil erhöht","[kWh]",null,null,{"$f":"IF($F$27=ja,F28,N523)","v":0},{"$f":"IF($F$25=ja,F30,L523)","v":{"$error":"#VALUE!"}},{"$f":"IF($F$27=ja,F29,O523)","v":0},{"$f":"IF($F$25=ja,F31,M523)","v":{"$error":"#VALUE!"}},null,{"$f":"IF($G$27=ja,G28,R523)","v":0},{"$f":"IF($G$25=ja,G30,P523)","v":{"$error":"#VALUE!"}},{"$f":"IF($G$27=ja,G29,S523)","v":0},{"$f":"IF($G$25=ja,G31,Q523)","v":{"$error":"#VALUE!"}}]
[-25,{"$f":"IF(AND(A529>=$F$18,A529<=$F$19),IF(C529>0,D529/C529,0),0)","v":0},{"$f":"L120","v":0},{"$f":"L185","v":0},{"$f":"IF(AND(F$25=$I$14,O529<(D391-$F$32)),IF($P$528=$Q$528,IF(O529<=$P$528,1,0),1-MIN(MAX(1/($Q$528-$P$528)*(O529-$P$528),0),1)),0)","v":{"$error":"#VALUE!"}},{"$f":"IF(AND(F$25=$I$14,O529<(D391-$F$32)),IF($R$528=$S$528,IF(O529<=$R$528,1,0),1-MIN(MAX(1/($S$528-$R$528)*(O529-$R$528),0),1)),0)","v":{"$error":"#VALUE!"}},{"$f":"D529*$E$526*E529+D529*$F$526*F529","v":{"$error":"#VALUE!"}},{"$f":"IF(AND(A529>=$G$18,A529<=$G$19),IF(I529>0,J529/I529,0),0)","v":0},{"$f":"W120","v":0},{"$f":"W185","v":0},{"$f":"IF(AND(G$25=$I$14,T529<(D391-$G$32)),IF($U$528=$V$528,IF(T529<=$U$528,1,0),1-MIN(MAX(1/($V$528-$U$528)*(T529-$U$528),0),1)),0)","v":{"$error":"#VALUE!"}},{"$f":"IF(AND(G$25=$I$14,T529<(D391-$G$32)),IF($W$528=$X$528,IF(T529<=$W$528,1,0),1-MIN(MAX(1/($X$528-$W$528)*(T529-$W$528),0),1)),0)","v":{"$error":"#VALUE!"}},{"$f":"J529*$K$526*K529+J529*$L$526*L529","v":{"$error":"#VALUE!"}},{"$f":"Feuchtkugel(Klimadaten!M5,Klimadaten!N5)","v":{"$error":"#VALUE!"}},{"$f":"IF($F$43=Trocken,A529,N529)","v":{"$error":"#VALUE!"}},{"$f":"LOOKUP($P$528,$O$529:$O$589,$A$529:$A$589)","v":{"$error":"#N/A"}},{"$f":"LOOKUP($Q$528,$O$529:$O$589,$A$529:$A$589)","v":{"$error":"#VALUE!"}},{"$f":"LOOKUP($R$528,$O$529:$O$589,$A$529:$A$589)","v":{"$error":"#N/A"}},{"$f":"LOOKUP($S$528,$O$529:$O$589,$A$529:$A$589)","v":{"$error":"#VALUE!"}},{"$f":"IF($G$43=Trocken,A529,N529)","v":{"$error":"#VALUE!"}},{"$f":"LOOKUP($U$528,$T$529:$T$589,$A$529:$A$589)","v":{"$error":"#N/A"}},{"$f":"LOOKUP($V$528,$T$529:$T$589,$A$529:$A$589)","v":{"$error":"#VALUE!"}},{"$f":"LOOKUP($W$528,$T$529:$T$589,$A$529:$A$589)","v":{"$error":"#N/A"}},{"$f":"LOOKUP($X$528,$T$529:$T$589,$A$529:$A$589)","v":{"$error":"#VALUE!"}}]
[-24,0,0,0,{"$error":"#VALUE!"},{"$error":"#VALUE!"},{"$f":"D530*$E$526*E530+D530*$F$526*F530","v":{"$error":"#VALUE!"}},0,0,0,{"$error":"#VALUE!"},{"$error":"#VALUE!"},{"$error":"#VALUE!"},{"$f":"Feuchtkugel(Klimadaten!M6,Klimadaten!N6)","v":{"$error":"#VALUE!"}},{"$f":"IF($F$43=Trocken,A530,N530)","v":{"$error":"#VALUE!"}},{"$error":"#N/A"},{"$error":"#VALUE!"},{"$error":"#N/A"},{"$error":"#VALUE!"},{"$error":"#VALUE!"},{"$error":"#N/A"},{"$error":"#VALUE!"},{"$error":"#N/A"},{"$error":"#VALUE!"}]
[-23,0,0,0,{"$error":"#VALUE!"},{"$error":"#VALUE!"},{"$error":"#VALUE!"},0,0,0,{"$error":"#VALUE!"},{"$error":"#VALUE!"},{"$error":"#VALUE!"},{"$f":"Feuchtkugel(Klimadaten!M7,Klimadaten!N7)","v":{"$error":"#VALUE!"}},{"$error":"#VALUE!"},{"$error":"#N/A"},{"$error":"#VALUE!"},{"$error":"#N/A"},{"$error":"#VALUE!"},{"$error":"#VALUE!"},{"$error":"#N/A"},{"$error":"#VALUE!"},{"$error":"#N/A"},{"$error":"#VALUE!"}]
[-22,0,0,0,{"$error":"#VALUE!"},{"$error":"#VALUE!"},{"$error":"#VALUE!"},0,0,0,{"$error":"#VALUE!"},{"$error":"#VALUE!"},{"$error":"#VALUE!"},{"$f":"Feuchtkugel(Klimadaten!M8,Klimadaten!N8)","v":{"$error":"#VALUE!"}},{"$error":"#VALUE!"},{"$error":"#N/A"},{"$error":"#VALUE!"},{"$error":"#N/A"},{"$error":"#VALUE!"},{"$error":"#VALUE!"},{"$error":"#N/A"},{"$error":"#VALUE!"},{"$error":"#N/A"},{"$error":"#VALUE!"}]
[-21,0,0,0,{"$error":"#VALUE!"},{"$error":"#VALUE!"},{"$error":"#VALUE!"},0,0,0,{"$error":"#VALUE!"},{"$error":"#VALUE!"},{"$error":"#VALUE!"},{"$f":"Feuchtkugel(Klimadaten!M9,Klimadaten!N9)","v":{"$error":"#VALUE!"}},{"$error":"#VALUE!"},{"$error":"#N/A"},{"$error":"#VALUE!"},{"$error":"#N/A"},{"$error":"#VALUE!"},{"$error":"#VALUE!"},{"$error":"#N/A"},{"$error":"#VALUE!"},{"$error":"#N/A"},{"$error":"#VALUE!"}]
[-20,0,0,0,{"$error":"#VALUE!"},{"$error":"#VALUE!"},{"$error":"#VALUE!"},0,0,0,{"$error":"#VALUE!"},{"$error":"#VALUE!"},{"$error":"#VALUE!"},{"$f":"Feuchtkugel(Klimadaten!M10,Klimadaten!N10)","v":{"$error":"#VALUE!"}},{"$error":"#VALUE!"},{"$error":"#N/A"},{"$error":"#VALUE!"},{"$error":"#N/A"},{"$error":"#VALUE!"},{"$error":"#VALUE!"},{"$error":"#N/A"},{"$error":"#VALUE!"},{"$error":"#N/A"},{"$error":"#VALUE!"}]
[-19,0,0,0,{"$error":"#VALUE!"},{"$error":"#VALUE!"},{"$error":"#VALUE!"},0,0,0,{"$error":"#VALUE!"},{"$error":"#VALUE!"},{"$error":"#VALUE!"},{"$f":"Feuchtkugel(Klimadaten!M11,Klimadaten!N11)","v":{"$error":"#VALUE!"}},{"$error":"#VALUE!"},{"$error":"#N/A"},{"$error":"#VALUE!"},{"$error":"#N/A"},{"$error":"#VALUE!"},{"$error":"#VALUE!"},{"$error":"#N/A"},{"$error":"#VALUE!"},{"$error":"#N/A"},{"$error":"#VALUE!"}]
[-18,0,0,0,{"$error":"#VALUE!"},{"$error":"#VALUE!"},{"$error":"#VALUE!"},0,0,0,{"$error":"#VALUE!"},{"$error":"#VALUE!"},{"$error":"#VALUE!"},{"$f":"Feuchtkugel(Klimadaten!M12,Klimadaten!N12)","v":{"$error":"#VALUE!"}},{"$error":"#VALUE!"},{"$error":"#N/A"},{"$error":"#VALUE!"},{"$error":"#N/A"},{"$error":"#VALUE!"},{"$error":"#VALUE!"},{"$error":"#N/A"},{"$error":"#VALUE!"},{"$error":"#N/A"},{"$error":"#VALUE!"}]
[-17,0,0,0,{"$error":"#VALUE!"},{"$error":"#VALUE!"},{"$error":"#VALUE!"},0,0,0,{"$error":"#VALUE!"},{"$error":"#VALUE!"},{"$error":"#VALUE!"},{"$f":"Feuchtkugel(Klimadaten!M13,Klimadaten!N13)","v":{"$error":"#VALUE!"}},{"$error":"#VALUE!"},{"$error":"#N/A"},{"$error":"#VALUE!"},{"$error":"#N/A"},{"$error":"#VALUE!"},{"$error":"#VALUE!"},{"$error":"#N/A"},{"$error":"#VALUE!"},{"$error":"#N/A"},{"$error":"#VALUE!"}]
[-16,0,0,0,{"$error":"#VALUE!"},{"$error":"#VALUE!"},{"$error":"#VALUE!"},0,0,0,{"$error":"#VALUE!"},{"$error":"#VALUE!"},{"$error":"#VALUE!"},{"$f":"Feuchtkugel(Klimadaten!M14,Klimadaten!N14)","v":{"$error":"#VALUE!"}},{"$error":"#VALUE!"},{"$error":"#N/A"},{"$error":"#VALUE!"},{"$error":"#N/A"},{"$error":"#VALUE!"},{"$error":"#VALUE!"},{"$error":"#N/A"},{"$error":"#VALUE!"},{"$error":"#N/A"},{"$error":"#VALUE!"}]
[-15,0,0,0,{"$error":"#VALUE!"},{"$error":"#VALUE!"},{"$error":"#VALUE!"},0,0,0,{"$error":"#VALUE!"},{"$error":"#VALUE!"},{"$error":"#VALUE!"},{"$f":"Feuchtkugel(Klimadaten!M15,Klimadaten!N15)","v":{"$error":"#VALUE!"}},{"$error":"#VALUE!"},{"$error":"#N/A"},{"$error":"#VALUE!"},{"$error":"#N/A"},{"$error":"#VALUE!"},{"$error":"#VALUE!"},{"$error":"#N/A"},{"$error":"#VALUE!"},{"$error":"#N/A"},{"$error":"#VALUE!"}]
[-14,0,0,0,{"$error":"#VALUE!"},{"$error":"#VALUE!"},{"$f":"D540*$E$526*E540+D540*$F$526*F540","v":{"$error":"#VALUE!"}},0,0,0,{"$error":"#VALUE!"},{"$error":"#VALUE!"},{"$error":"#VALUE!"},{"$f":"Feuchtkugel(Klimadaten!M16,Klimadaten!N16)","v":{"$error":"#VALUE!"}},{"$error":"#VALUE!"},{"$error":"#N/A"},{"$error":"#VALUE!"},{"$error":"#N/A"},{"$error":"#VALUE!"},{"$error":"#VALUE!"},{"$error":"#N/A"},{"$error":"#VALUE!"},{"$error":"#N/A"},{"$error":"#VALUE!"}]
[-13,0,0,0,{"$error":"#VALUE!"},{"$error":"#VALUE!"},{"$error":"#VALUE!"},0,0,0,{"$error":"#VALUE!"},{"$error":"#VALUE!"},{"$error":"#VALUE!"},{"$f":"Feuchtkugel(Klimadaten!M17,Klimadaten!N17)","v":{"$error":"#VALUE!"}},{"$error":"#VALUE!"},{"$error":"#N/A"},{"$error":"#VALUE!"},{"$error":"#N/A"},{"$error":"#VALUE!"},{"$error":"#VALUE!"},{"$error":"#N/A"},{"$error":"#VALUE!"},{"$error":"#N/A"},{"$error":"#VALUE!"}]
[-12,0,0,0,{"$error":"#VALUE!"},{"$error":"#VALUE!"},{"$error":"#VALUE!"},0,0,0,{"$error":"#VALUE!"},{"$error":"#VALUE!"},{"$error":"#VALUE!"},{"$f":"Feuchtkugel(Klimadaten!M18,Klimadaten!N18)","v":{"$error":"#VALUE!"}},{"$error":"#VALUE!"},{"$error":"#N/A"},{"$error":"#VALUE!"},{"$error":"#N/A"},{"$error":"#VALUE!"},{"$error":"#VALUE!"},{"$error":"#N/A"},{"$error":"#VALUE!"},{"$error":"#N/A"},{"$error":"#VALUE!"}]
[-11,0,0,0,{"$error":"#VALUE!"},{"$error":"#VALUE!"},{"$f":"D543*$E$526*E543+D543*$F$526*F543","v":{"$error":"#VALUE!"}},0,0,0,{"$error":"#VALUE!"},{"$error":"#VALUE!"},{"$error":"#VALUE!"},{"$f":"Feuchtkugel(Klimadaten!M19,Klimadaten!N19)","v":{"$error":"#VALUE!"}},{"$error":"#VALUE!"},{"$error":"#N/A"},{"$error":"#VALUE!"},{"$error":"#N/A"},{"$error":"#VALUE!"},{"$error":"#VALUE!"},{"$error":"#N/A"},{"$error":"#VALUE!"},{"$error":"#N/A"},{"$error":"#VALUE!"}]
[-10,0,0,0,{"$error":"#VALUE!"},{"$error":"#VALUE!"},{"$error":"#VALUE!"},0,0,0,{"$error":"#VALUE!"},{"$error":"#VALUE!"},{"$error":"#VALUE!"},{"$f":"Feuchtkugel(Klimadaten!M20,Klimadaten!N20)","v":{"$error":"#VALUE!"}},{"$error":"#VALUE!"},{"$error":"#N/A"},{"$error":"#VALUE!"},{"$error":"#N/A"},{"$error":"#VALUE!"},{"$error":"#VALUE!"},{"$error":"#N/A"},{"$error":"#VALUE!"},{"$error":"#N/A"},{"$error":"#VALUE!"}]
[-9,0,0,0,{"$error":"#VALUE!"},{"$error":"#VALUE!"},{"$error":"#VALUE!"},0,0,0,{"$error":"#VALUE!"},{"$error":"#VALUE!"},{"$error":"#VALUE!"},{"$f":"Feuchtkugel(Klimadaten!M21,Klimadaten!N21)","v":{"$error":"#VALUE!"}},{"$error":"#VALUE!"},{"$error":"#N/A"},{"$error":"#VALUE!"},{"$error":"#N/A"},{"$error":"#VALUE!"},{"$error":"#VALUE!"},{"$error":"#N/A"},{"$error":"#VALUE!"},{"$error":"#N/A"},{"$error":"#VALUE!"}]
[-8,0,0,0,{"$error":"#VALUE!"},{"$error":"#VALUE!"},{"$error":"#VALUE!"},0,0,0,{"$error":"#VALUE!"},{"$error":"#VALUE!"},{"$error":"#VALUE!"},{"$f":"Feuchtkugel(Klimadaten!M22,Klimadaten!N22)","v":{"$error":"#VALUE!"}},{"$error":"#VALUE!"},{"$error":"#N/A"},{"$error":"#VALUE!"},{"$error":"#N/A"},{"$error":"#VALUE!"},{"$error":"#VALUE!"},{"$error":"#N/A"},{"$error":"#VALUE!"},{"$error":"#N/A"},{"$error":"#VALUE!"}]
[-7,0,0,0,{"$error":"#VALUE!"},{"$error":"#VALUE!"},{"$error":"#VALUE!"},0,0,0,{"$error":"#VALUE!"},{"$error":"#VALUE!"},{"$error":"#VALUE!"},{"$f":"Feuchtkugel(Klimadaten!M23,Klimadaten!N23)","v":{"$error":"#VALUE!"}},{"$error":"#VALUE!"},{"$error":"#N/A"},{"$error":"#VALUE!"},{"$error":"#N/A"},{"$error":"#VALUE!"},{"$error":"#VALUE!"},{"$error":"#N/A"},{"$error":"#VALUE!"},{"$error":"#N/A"},{"$error":"#VALUE!"}]
[-6,0,0,0,{"$error":"#VALUE!"},{"$error":"#VALUE!"},{"$error":"#VALUE!"},0,0,0,{"$error":"#VALUE!"},{"$error":"#VALUE!"},{"$error":"#VALUE!"},{"$f":"Feuchtkugel(Klimadaten!M24,Klimadaten!N24)","v":{"$error":"#VALUE!"}},{"$error":"#VALUE!"},{"$error":"#N/A"},{"$error":"#VALUE!"},{"$error":"#N/A"},{"$error":"#VALUE!"},{"$error":"#VALUE!"},{"$error":"#N/A"},{"$error":"#VALUE!"},{"$error":"#N/A"},{"$error":"#VALUE!"}]
[-5,0,0,0,{"$error":"#VALUE!"},{"$error":"#VALUE!"},{"$error":"#VALUE!"},0,0,0,{"$error":"#VALUE!"},{"$error":"#VALUE!"},{"$error":"#VALUE!"},{"$f":"Feuchtkugel(Klimadaten!M25,Klimadaten!N25)","v":{"$error":"#VALUE!"}},{"$error":"#VALUE!"},{"$error":"#N/A"},{"$error":"#VALUE!"},{"$error":"#N/A"},{"$error":"#VALUE!"},{"$error":"#VALUE!"},{"$error":"#N/A"},{"$error":"#VALUE!"},{"$error":"#N/A"},{"$error":"#VALUE!"}]
[-4,0,0,0,{"$error":"#VALUE!"},{"$error":"#VALUE!"},{"$error":"#VALUE!"},0,0,0,{"$error":"#VALUE!"},{"$error":"#VALUE!"},{"$error":"#VALUE!"},{"$f":"Feuchtkugel(Klimadaten!M26,Klimadaten!N26)","v":{"$error":"#VALUE!"}},{"$error":"#VALUE!"},{"$error":"#N/A"},{"$error":"#VALUE!"},{"$error":"#N/A"},{"$error":"#VALUE!"},{"$error":"#VALUE!"},{"$error":"#N/A"},{"$error":"#VALUE!"},{"$error":"#N/A"},{"$error":"#VALUE!"}]
[-3,0,0,0,{"$error":"#VALUE!"},{"$error":"#VALUE!"},{"$error":"#VALUE!"},0,0,0,{"$error":"#VALUE!"},{"$error":"#VALUE!"},{"$error":"#VALUE!"},{"$f":"Feuchtkugel(Klimadaten!M27,Klimadaten!N27)","v":{"$error":"#VALUE!"}},{"$error":"#VALUE!"},{"$error":"#N/A"},{"$error":"#VALUE!"},{"$error":"#N/A"},{"$error":"#VALUE!"},{"$error":"#VALUE!"},{"$error":"#N/A"},{"$error":"#VALUE!"},{"$error":"#N/A"},{"$error":"#VALUE!"}]
[-2,0,0,0,{"$error":"#VALUE!"},{"$error":"#VALUE!"},{"$f":"D552*$E$526*E552+D552*$F$526*F552","v":{"$error":"#VALUE!"}},0,0,0,{"$error":"#VALUE!"},{"$error":"#VALUE!"},{"$error":"#VALUE!"},{"$f":"Feuchtkugel(Klimadaten!M28,Klimadaten!N28)","v":{"$error":"#VALUE!"}},{"$error":"#VALUE!"},{"$error":"#N/A"},{"$error":"#VALUE!"},{"$error":"#N/A"},{"$error":"#VALUE!"},{"$error":"#VALUE!"},{"$error":"#N/A"},{"$error":"#VALUE!"},{"$error":"#N/A"},{"$error":"#VALUE!"}]
[-1,0,0,0,{"$error":"#VALUE!"},{"$error":"#VALUE!"},{"$error":"#VALUE!"},0,0,0,{"$error":"#VALUE!"},{"$error":"#VALUE!"},{"$error":"#VALUE!"},{"$f":"Feuchtkugel(Klimadaten!M29,Klimadaten!N29)","v":{"$error":"#VALUE!"}},{"$error":"#VALUE!"},{"$error":"#N/A"},{"$error":"#VALUE!"},{"$error":"#N/A"},{"$error":"#VALUE!"},{"$error":"#VALUE!"},{"$error":"#N/A"},{"$error":"#VALUE!"},{"$error":"#N/A"},{"$error":"#VALUE!"}]
[0,0,0,0,{"$error":"#VALUE!"},{"$error":"#VALUE!"},{"$error":"#VALUE!"},0,0,0,{"$error":"#VALUE!"},{"$error":"#VALUE!"},{"$error":"#VALUE!"},{"$f":"Feuchtkugel(Klimadaten!M30,Klimadaten!N30)","v":{"$error":"#VALUE!"}},{"$error":"#VALUE!"},{"$error":"#N/A"},{"$error":"#VALUE!"},{"$error":"#N/A"},{"$error":"#VALUE!"},{"$error":"#VALUE!"},{"$error":"#N/A"},{"$error":"#VALUE!"},{"$error":"#N/A"},{"$error":"#VALUE!"}]
[1,0,0,0,{"$error":"#VALUE!"},{"$error":"#VALUE!"},{"$f":"D555*$E$526*E555+D555*$F$526*F555","v":{"$error":"#VALUE!"}},0,0,0,{"$error":"#VALUE!"},{"$error":"#VALUE!"},{"$error":"#VALUE!"},{"$f":"Feuchtkugel(Klimadaten!M31,Klimadaten!N31)","v":{"$error":"#VALUE!"}},{"$error":"#VALUE!"},{"$error":"#N/A"},{"$error":"#VALUE!"},{"$error":"#N/A"},{"$error":"#VALUE!"},{"$error":"#VALUE!"},{"$error":"#N/A"},{"$error":"#VALUE!"},{"$error":"#N/A"},{"$error":"#VALUE!"}]
[2,0,0,0,{"$error":"#VALUE!"},{"$error":"#VALUE!"},{"$f":"D556*$E$526*E556+D556*$F$526*F556","v":{"$error":"#VALUE!"}},0,0,0,{"$error":"#VALUE!"},{"$error":"#VALUE!"},{"$error":"#VALUE!"},{"$f":"Feuchtkugel(Klimadaten!M32,Klimadaten!N32)","v":{"$error":"#VALUE!"}},{"$error":"#VALUE!"},{"$error":"#N/A"},{"$error":"#VALUE!"},{"$error":"#N/A"},{"$error":"#VALUE!"},{"$error":"#VALUE!"},{"$error":"#N/A"},{"$error":"#VALUE!"},{"$error":"#N/A"},{"$error":"#VALUE!"}]
[3,0,0,0,{"$error":"#VALUE!"},{"$error":"#VALUE!"},{"$f":"D557*$E$526*E557+D557*$F$526*F557","v":{"$error":"#VALUE!"}},0,0,0,{"$error":"#VALUE!"},{"$error":"#VALUE!"},{"$error":"#VALUE!"},{"$f":"Feuchtkugel(Klimadaten!M33,Klimadaten!N33)","v":{"$error":"#VALUE!"}},{"$error":"#VALUE!"},{"$error":"#N/A"},{"$error":"#VALUE!"},{"$error":"#N/A"},{"$error":"#VALUE!"},{"$error":"#VALUE!"},{"$error":"#N/A"},{"$error":"#VALUE!"},{"$error":"#N/A"},{"$error":"#VALUE!"}]
[4,0,0,0,{"$error":"#VALUE!"},{"$error":"#VALUE!"},{"$f":"D558*$E$526*E558+D558*$F$526*F558","v":{"$error":"#VALUE!"}},0,0,0,{"$error":"#VALUE!"},{"$error":"#VALUE!"},{"$error":"#VALUE!"},{"$f":"Feuchtkugel(Klimadaten!M34,Klimadaten!N34)","v":{"$error":"#VALUE!"}},{"$error":"#VALUE!"},{"$error":"#N/A"},{"$error":"#VALUE!"},{"$error":"#N/A"},{"$error":"#VALUE!"},{"$error":"#VALUE!"},{"$error":"#N/A"},{"$error":"#VALUE!"},{"$error":"#N/A"},{"$error":"#VALUE!"}]
[5,0,0,0,{"$error":"#VALUE!"},{"$error":"#VALUE!"},{"$error":"#VALUE!"},0,0,0,{"$error":"#VALUE!"},{"$error":"#VALUE!"},{"$error":"#VALUE!"},{"$f":"Feuchtkugel(Klimadaten!M35,Klimadaten!N35)","v":{"$error":"#VALUE!"}},{"$error":"#VALUE!"},{"$error":"#N/A"},{"$error":"#VALUE!"},{"$error":"#N/A"},{"$error":"#VALUE!"},{"$error":"#VALUE!"},{"$error":"#N/A"},{"$error":"#VALUE!"},{"$error":"#N/A"},{"$error":"#VALUE!"}]
[6,0,0,0,{"$error":"#VALUE!"},{"$error":"#VALUE!"},{"$error":"#VALUE!"},0,0,0,{"$error":"#VALUE!"},{"$error":"#VALUE!"},{"$error":"#VALUE!"},{"$f":"Feuchtkugel(Klimadaten!M36,Klimadaten!N36)","v":{"$error":"#VALUE!"}},{"$error":"#VALUE!"},{"$error":"#N/A"},{"$error":"#VALUE!"},{"$error":"#N/A"},{"$error":"#VALUE!"},{"$error":"#VALUE!"},{"$error":"#N/A"},{"$error":"#VALUE!"},{"$error":"#N/A"},{"$error":"#VALUE!"}]
[7,{"$f":"IF(AND(A561>=$F$18,A561<=$F$19),IF(C561>0,D561/C561,0),0)","v":0},{"$f":"L152","v":0},{"$f":"L217","v":0},{"$f":"IF(AND(F$25=$I$14,O561<(D423-$F$32)),IF($P$528=$Q$528,IF(O561<=$P$528,1,0),1-MIN(MAX(1/($Q$528-$P$528)*(O561-$P$528),0),1)),0)","v":{"$error":"#VALUE!"}},{"$f":"IF(AND(F$25=$I$14,O561<(D423-$F$32)),IF($R$528=$S$528,IF(O561<=$R$528,1,0),1-MIN(MAX(1/($S$528-$R$528)*(O561-$R$528),0),1)),0)","v":{"$error":"#VALUE!"}},{"$error":"#VALUE!"},{"$f":"IF(AND(A561>=$G$18,A561<=$G$19),IF(I561>0,J561/I561,0),0)","v":0},{"$f":"W152","v":0},{"$f":"W217","v":0},{"$f":"IF(AND(G$25=$I$14,T561<(D423-$G$32)),IF($U$528=$V$528,IF(T561<=$U$528,1,0),1-MIN(MAX(1/($V$528-$U$528)*(T561-$U$528),0),1)),0)","v":{"$error":"#VALUE!"}},{"$f":"IF(AND(G$25=$I$14,T561<(D423-$G$32)),IF($W$528=$X$528,IF(T561<=$W$528,1,0),1-MIN(MAX(1/($X$528-$W$528)*(T561-$W$528),0),1)),0)","v":{"$error":"#VALUE!"}},{"$f":"J561*$K$526*K561+J561*$L$526*L561","v":{"$error":"#VALUE!"}},{"$f":"Feuchtkugel(Klimadaten!M37,Klimadaten!N37)","v":{"$error":"#VALUE!"}},{"$f":"IF($F$43=Trocken,A561,N561)","v":{"$error":"#VALUE!"}},{"$f":"LOOKUP($P$528,$O$529:$O$589,$A$529:$A$589)","v":{"$error":"#N/A"}},{"$f":"LOOKUP($Q$528,$O$529:$O$589,$A$529:$A$589)","v":{"$error":"#VALUE!"}},{"$f":"LOOKUP($R$528,$O$529:$O$589,$A$529:$A$589)","v":{"$error":"#N/A"}},{"$f":"LOOKUP($S$528,$O$529:$O$589,$A$529:$A$589)","v":{"$error":"#VALUE!"}},{"$f":"IF($G$43=Trocken,A561,N561)","v":{"$error":"#VALUE!"}},{"$f":"LOOKUP($U$528,$T$529:$T$589,$A$529:$A$589)","v":{"$error":"#N/A"}},{"$f":"LOOKUP($V$528,$T$529:$T$589,$A$529:$A$589)","v":{"$error":"#VALUE!"}},{"$f":"LOOKUP($W$528,$T$529:$T$589,$A$529:$A$589)","v":{"$error":"#N/A"}},{"$f":"LOOKUP($X$528,$T$529:$T$589,$A$529:$A$589)","v":{"$error":"#VALUE!"}}]
[8,0,0,0,{"$error":"#VALUE!"},{"$error":"#VALUE!"},{"$error":"#VALUE!"},0,0,0,{"$error":"#VALUE!"},{"$error":"#VALUE!"},{"$error":"#VALUE!"},{"$f":"Feuchtkugel(Klimadaten!M38,Klimadaten!N38)","v":{"$error":"#VALUE!"}},{"$error":"#VALUE!"},{"$error":"#N/A"},{"$error":"#VALUE!"},{"$error":"#N/A"},{"$error":"#VALUE!"},{"$error":"#VALUE!"},{"$error":"#N/A"},{"$error":"#VALUE!"},{"$error":"#N/A"},{"$error":"#VALUE!"}]
[9,0,0,0,{"$error":"#VALUE!"},{"$error":"#VALUE!"},{"$error":"#VALUE!"},0,0,0,{"$error":"#VALUE!"},{"$error":"#VALUE!"},{"$error":"#VALUE!"},{"$f":"Feuchtkugel(Klimadaten!M39,Klimadaten!N39)","v":{"$error":"#VALUE!"}},{"$error":"#VALUE!"},{"$error":"#N/A"},{"$error":"#VALUE!"},{"$error":"#N/A"},{"$error":"#VALUE!"},{"$error":"#VALUE!"},{"$error":"#N/A"},{"$error":"#VALUE!"},{"$error":"#N/A"},{"$error":"#VALUE!"}]
[10,0,0,0,{"$error":"#VALUE!"},{"$error":"#VALUE!"},{"$error":"#VALUE!"},0,0,0,{"$error":"#VALUE!"},{"$error":"#VALUE!"},{"$error":"#VALUE!"},{"$f":"Feuchtkugel(Klimadaten!M40,Klimadaten!N40)","v":{"$error":"#VALUE!"}},{"$error":"#VALUE!"},{"$error":"#N/A"},{"$error":"#VALUE!"},{"$error":"#N/A"},{"$error":"#VALUE!"},{"$error":"#VALUE!"},{"$error":"#N/A"},{"$error":"#VALUE!"},{"$error":"#N/A"},{"$error":"#VALUE!"}]
[11,0,0,0,{"$error":"#VALUE!"},{"$error":"#VALUE!"},{"$error":"#VALUE!"},0,0,0,{"$error":"#VALUE!"},{"$error":"#VALUE!"},{"$error":"#VALUE!"},{"$f":"Feuchtkugel(Klimadaten!M41,Klimadaten!N41)","v":{"$error":"#VALUE!"}},{"$error":"#VALUE!"},{"$error":"#N/A"},{"$error":"#VALUE!"},{"$error":"#N/A"},{"$error":"#VALUE!"},{"$error":"#VALUE!"},{"$error":"#N/A"},{"$error":"#VALUE!"},{"$error":"#N/A"},{"$error":"#VALUE!"}]
[12,0,0,0,{"$error":"#VALUE!"},{"$error":"#VALUE!"},{"$error":"#VALUE!"},0,0,0,{"$error":"#VALUE!"},{"$error":"#VALUE!"},{"$error":"#VALUE!"},{"$f":"Feuchtkugel(Klimadaten!M42,Klimadaten!N42)","v":{"$error":"#VALUE!"}},{"$error":"#VALUE!"},{"$error":"#N/A"},{"$error":"#VALUE!"},{"$error":"#N/A"},{"$error":"#VALUE!"},{"$error":"#VALUE!"},{"$error":"#N/A"},{"$error":"#VALUE!"},{"$error":"#N/A"},{"$error":"#VALUE!"}]
[13,0,0,0,{"$error":"#VALUE!"},{"$error":"#VALUE!"},{"$error":"#VALUE!"},0,0,0,{"$error":"#VALUE!"},{"$error":"#VALUE!"},{"$error":"#VALUE!"},{"$f":"Feuchtkugel(Klimadaten!M43,Klimadaten!N43)","v":{"$error":"#VALUE!"}},{"$error":"#VALUE!"},{"$error":"#N/A"},{"$error":"#VALUE!"},{"$error":"#N/A"},{"$error":"#VALUE!"},{"$error":"#VALUE!"},{"$error":"#N/A"},{"$error":"#VALUE!"},{"$error":"#N/A"},{"$error":"#VALUE!"}]
[14,0,0,0,{"$error":"#VALUE!"},{"$error":"#VALUE!"},{"$error":"#VALUE!"},0,0,0,{"$error":"#VALUE!"},{"$error":"#VALUE!"},{"$error":"#VALUE!"},{"$f":"Feuchtkugel(Klimadaten!M44,Klimadaten!N44)","v":{"$error":"#VALUE!"}},{"$error":"#VALUE!"},{"$error":"#N/A"},{"$error":"#VALUE!"},{"$error":"#N/A"},{"$error":"#VALUE!"},{"$error":"#VALUE!"},{"$error":"#N/A"},{"$error":"#VALUE!"},{"$error":"#N/A"},{"$error":"#VALUE!"}]
[15,0,0,0,{"$error":"#VALUE!"},{"$error":"#VALUE!"},{"$error":"#VALUE!"},0,0,0,{"$error":"#VALUE!"},{"$error":"#VALUE!"},{"$error":"#VALUE!"},{"$f":"Feuchtkugel(Klimadaten!M45,Klimadaten!N45)","v":{"$error":"#VALUE!"}},{"$error":"#VALUE!"},{"$error":"#N/A"},{"$error":"#VALUE!"},{"$error":"#N/A"},{"$error":"#VALUE!"},{"$error":"#VALUE!"},{"$error":"#N/A"},{"$error":"#VALUE!"},{"$error":"#N/A"},{"$error":"#VALUE!"}]
[16,0,0,0,{"$error":"#VALUE!"},{"$error":"#VALUE!"},{"$error":"#VALUE!"},0,0,0,{"$error":"#VALUE!"},{"$error":"#VALUE!"},{"$error":"#VALUE!"},{"$f":"Feuchtkugel(Klimadaten!M46,Klimadaten!N46)","v":{"$error":"#VALUE!"}},{"$error":"#VALUE!"},{"$error":"#N/A"},{"$error":"#VALUE!"},{"$error":"#N/A"},{"$error":"#VALUE!"},{"$error":"#VALUE!"},{"$error":"#N/A"},{"$error":"#VALUE!"},{"$error":"#N/A"},{"$error":"#VALUE!"}]
[17,0,0,0,{"$error":"#VALUE!"},{"$error":"#VALUE!"},{"$error":"#VALUE!"},0,0,0,{"$error":"#VALUE!"},{"$error":"#VALUE!"},{"$error":"#VALUE!"},{"$f":"Feuchtkugel(Klimadaten!M47,Klimadaten!N47)","v":{"$error":"#VALUE!"}},{"$error":"#VALUE!"},{"$error":"#N/A"},{"$error":"#VALUE!"},{"$error":"#N/A"},{"$error":"#VALUE!"},{"$error":"#VALUE!"},{"$error":"#N/A"},{"$error":"#VALUE!"},{"$error":"#N/A"},{"$error":"#VALUE!"}]
[18,0,0,0,{"$error":"#VALUE!"},{"$error":"#VALUE!"},{"$error":"#VALUE!"},0,0,0,{"$error":"#VALUE!"},{"$error":"#VALUE!"},{"$error":"#VALUE!"},{"$f":"Feuchtkugel(Klimadaten!M48,Klimadaten!N48)","v":{"$error":"#VALUE!"}},{"$error":"#VALUE!"},{"$error":"#N/A"},{"$error":"#VALUE!"},{"$error":"#N/A"},{"$error":"#VALUE!"},{"$error":"#VALUE!"},{"$error":"#N/A"},{"$error":"#VALUE!"},{"$error":"#N/A"},{"$error":"#VALUE!"}]
[19,0,0,0,{"$error":"#VALUE!"},{"$error":"#VALUE!"},{"$error":"#VALUE!"},0,0,0,{"$error":"#VALUE!"},{"$error":"#VALUE!"},{"$error":"#VALUE!"},{"$f":"Feuchtkugel(Klimadaten!M49,Klimadaten!N49)","v":{"$error":"#VALUE!"}},{"$error":"#VALUE!"},{"$error":"#N/A"},{"$error":"#VALUE!"},{"$error":"#N/A"},{"$error":"#VALUE!"},{"$error":"#VALUE!"},{"$error":"#N/A"},{"$error":"#VALUE!"},{"$error":"#N/A"},{"$error":"#VALUE!"}]
[20,0,0,0,{"$error":"#VALUE!"},{"$error":"#VALUE!"},{"$error":"#VALUE!"},0,0,0,{"$error":"#VALUE!"},{"$error":"#VALUE!"},{"$error":"#VALUE!"},{"$f":"Feuchtkugel(Klimadaten!M50,Klimadaten!N50)","v":{"$error":"#VALUE!"}},{"$error":"#VALUE!"},{"$error":"#N/A"},{"$error":"#VALUE!"},{"$error":"#N/A"},{"$error":"#VALUE!"},{"$error":"#VALUE!"},{"$error":"#N/A"},{"$error":"#VALUE!"},{"$error":"#N/A"},{"$error":"#VALUE!"}]
[21,0,0,0,{"$error":"#VALUE!"},{"$error":"#VALUE!"},{"$error":"#VALUE!"},0,0,0,{"$error":"#VALUE!"},{"$error":"#VALUE!"},{"$error":"#VALUE!"},{"$f":"Feuchtkugel(Klimadaten!M51,Klimadaten!N51)","v":{"$error":"#VALUE!"}},{"$error":"#VALUE!"},{"$error":"#N/A"},{"$error":"#VALUE!"},{"$error":"#N/A"},{"$error":"#VALUE!"},{"$error":"#VALUE!"},{"$error":"#N/A"},{"$error":"#VALUE!"},{"$error":"#N/A"},{"$error":"#VALUE!"}]
[22,0,0,0,{"$error":"#VALUE!"},{"$error":"#VALUE!"},{"$error":"#VALUE!"},0,0,0,{"$error":"#VALUE!"},{"$error":"#VALUE!"},{"$error":"#VALUE!"},{"$f":"Feuchtkugel(Klimadaten!M52,Klimadaten!N52)","v":{"$error":"#VALUE!"}},{"$error":"#VALUE!"},{"$error":"#N/A"},{"$error":"#VALUE!"},{"$error":"#N/A"},{"$error":"#VALUE!"},{"$error":"#VALUE!"},{"$error":"#N/A"},{"$error":"#VALUE!"},{"$error":"#N/A"},{"$error":"#VALUE!"}]
[23,0,0,0,{"$error":"#VALUE!"},{"$error":"#VALUE!"},{"$error":"#VALUE!"},0,0,0,{"$error":"#VALUE!"},{"$error":"#VALUE!"},{"$error":"#VALUE!"},{"$f":"Feuchtkugel(Klimadaten!M53,Klimadaten!N53)","v":{"$error":"#VALUE!"}},{"$error":"#VALUE!"},{"$error":"#N/A"},{"$error":"#VALUE!"},{"$error":"#N/A"},{"$error":"#VALUE!"},{"$error":"#VALUE!"},{"$error":"#N/A"},{"$error":"#VALUE!"},{"$error":"#N/A"},{"$error":"#VALUE!"}]
[24,0,0,0,{"$error":"#VALUE!"},{"$error":"#VALUE!"},{"$error":"#VALUE!"},0,0,0,{"$error":"#VALUE!"},{"$error":"#VALUE!"},{"$error":"#VALUE!"},{"$f":"Feuchtkugel(Klimadaten!M54,Klimadaten!N54)","v":{"$error":"#VALUE!"}},{"$error":"#VALUE!"},{"$error":"#N/A"},{"$error":"#VALUE!"},{"$error":"#N/A"},{"$error":"#VALUE!"},{"$error":"#VALUE!"},{"$error":"#N/A"},{"$error":"#VALUE!"},{"$error":"#N/A"},{"$error":"#VALUE!"}]
[25,0,0,0,{"$error":"#VALUE!"},{"$error":"#VALUE!"},{"$error":"#VALUE!"},0,0,0,{"$error":"#VALUE!"},{"$error":"#VALUE!"},{"$error":"#VALUE!"},{"$f":"Feuchtkugel(Klimadaten!M55,Klimadaten!N55)","v":{"$error":"#VALUE!"}},{"$error":"#VALUE!"},{"$error":"#N/A"},{"$error":"#VALUE!"},{"$error":"#N/A"},{"$error":"#VALUE!"},{"$error":"#VALUE!"},{"$error":"#N/A"},{"$error":"#VALUE!"},{"$error":"#N/A"},{"$error":"#VALUE!"}]
[26,0,0,0,{"$error":"#VALUE!"},{"$error":"#VALUE!"},{"$error":"#VALUE!"},0,0,0,{"$error":"#VALUE!"},{"$error":"#VALUE!"},{"$error":"#VALUE!"},{"$f":"Feuchtkugel(Klimadaten!M56,Klimadaten!N56)","v":{"$error":"#VALUE!"}},{"$error":"#VALUE!"},{"$error":"#N/A"},{"$error":"#VALUE!"},{"$error":"#N/A"},{"$error":"#VALUE!"},{"$error":"#VALUE!"},{"$error":"#N/A"},{"$error":"#VALUE!"},{"$error":"#N/A"},{"$error":"#VALUE!"}]
[27,0,0,0,{"$error":"#VALUE!"},{"$error":"#VALUE!"},{"$error":"#VALUE!"},0,0,0,{"$error":"#VALUE!"},{"$error":"#VALUE!"},{"$error":"#VALUE!"},{"$f":"Feuchtkugel(Klimadaten!M57,Klimadaten!N57)","v":{"$error":"#VALUE!"}},{"$error":"#VALUE!"},{"$error":"#N/A"},{"$error":"#VALUE!"},{"$error":"#N/A"},{"$error":"#VALUE!"},{"$error":"#VALUE!"},{"$error":"#N/A"},{"$error":"#VALUE!"},{"$error":"#N/A"},{"$error":"#VALUE!"}]
[28,0,0,0,{"$error":"#VALUE!"},{"$error":"#VALUE!"},{"$error":"#VALUE!"},0,0,0,{"$error":"#VALUE!"},{"$error":"#VALUE!"},{"$error":"#VALUE!"},{"$f":"Feuchtkugel(Klimadaten!M58,Klimadaten!N58)","v":{"$error":"#VALUE!"}},{"$error":"#VALUE!"},{"$error":"#N/A"},{"$error":"#VALUE!"},{"$error":"#N/A"},{"$error":"#VALUE!"},{"$error":"#VALUE!"},{"$error":"#N/A"},{"$error":"#VALUE!"},{"$error":"#N/A"},{"$error":"#VALUE!"}]
[29,0,0,0,{"$error":"#VALUE!"},{"$error":"#VALUE!"},{"$error":"#VALUE!"},0,0,0,{"$error":"#VALUE!"},{"$error":"#VALUE!"},{"$error":"#VALUE!"},{"$f":"Feuchtkugel(Klimadaten!M59,Klimadaten!N59)","v":{"$error":"#VALUE!"}},{"$error":"#VALUE!"},{"$error":"#N/A"},{"$error":"#VALUE!"},{"$error":"#N/A"},{"$error":"#VALUE!"},{"$error":"#VALUE!"},{"$error":"#N/A"},{"$error":"#VALUE!"},{"$error":"#N/A"},{"$error":"#VALUE!"}]
[30,0,0,0,{"$error":"#VALUE!"},{"$error":"#VALUE!"},{"$error":"#VALUE!"},0,0,0,{"$error":"#VALUE!"},{"$error":"#VALUE!"},{"$error":"#VALUE!"},{"$f":"Feuchtkugel(Klimadaten!M60,Klimadaten!N60)","v":{"$error":"#VALUE!"}},{"$error":"#VALUE!"},{"$error":"#N/A"},{"$error":"#VALUE!"},{"$error":"#N/A"},{"$error":"#VALUE!"},{"$error":"#VALUE!"},{"$error":"#N/A"},{"$error":"#VALUE!"},{"$error":"#N/A"},{"$error":"#VALUE!"}]
[31,0,0,0,{"$error":"#VALUE!"},{"$error":"#VALUE!"},{"$error":"#VALUE!"},0,0,0,{"$error":"#VALUE!"},{"$error":"#VALUE!"},{"$error":"#VALUE!"},{"$f":"Feuchtkugel(Klimadaten!M61,Klimadaten!N61)","v":{"$error":"#VALUE!"}},{"$error":"#VALUE!"},{"$error":"#N/A"},{"$error":"#VALUE!"},{"$error":"#N/A"},{"$error":"#VALUE!"},{"$error":"#VALUE!"},{"$error":"#N/A"},{"$error":"#VALUE!"},{"$error":"#N/A"},{"$error":"#VALUE!"}]
[32,0,0,0,{"$error":"#VALUE!"},{"$error":"#VALUE!"},{"$error":"#VALUE!"},0,0,0,{"$error":"#VALUE!"},{"$error":"#VALUE!"},{"$error":"#VALUE!"},{"$f":"Feuchtkugel(Klimadaten!M62,Klimadaten!N62)","v":{"$error":"#VALUE!"}},{"$error":"#VALUE!"},{"$error":"#N/A"},{"$error":"#VALUE!"},{"$error":"#N/A"},{"$error":"#VALUE!"},{"$error":"#VALUE!"},{"$error":"#N/A"},{"$error":"#VALUE!"},{"$error":"#N/A"},{"$error":"#VALUE!"}]
[33,0,0,0,{"$error":"#VALUE!"},{"$error":"#VALUE!"},{"$error":"#VALUE!"},0,0,0,{"$error":"#VALUE!"},{"$error":"#VALUE!"},{"$error":"#VALUE!"},{"$f":"Feuchtkugel(Klimadaten!M63,Klimadaten!N63)","v":{"$error":"#VALUE!"}},{"$error":"#VALUE!"},{"$error":"#N/A"},{"$error":"#VALUE!"},{"$error":"#N/A"},{"$error":"#VALUE!"},{"$error":"#VALUE!"},{"$error":"#N/A"},{"$error":"#VALUE!"},{"$error":"#N/A"},{"$error":"#VALUE!"}]
[34,0,0,0,{"$error":"#VALUE!"},{"$error":"#VALUE!"},{"$error":"#VALUE!"},0,0,0,{"$error":"#VALUE!"},{"$error":"#VALUE!"},{"$error":"#VALUE!"},{"$f":"Feuchtkugel(Klimadaten!M64,Klimadaten!N64)","v":{"$error":"#VALUE!"}},{"$error":"#VALUE!"},{"$error":"#N/A"},{"$error":"#VALUE!"},{"$error":"#N/A"},{"$error":"#VALUE!"},{"$error":"#VALUE!"},{"$error":"#N/A"},{"$error":"#VALUE!"},{"$error":"#N/A"},{"$error":"#VALUE!"}]
[35,0,0,0,{"$error":"#VALUE!"},{"$error":"#VALUE!"},{"$error":"#VALUE!"},0,0,0,{"$error":"#VALUE!"},{"$error":"#VALUE!"},{"$error":"#VALUE!"},{"$f":"Feuchtkugel(Klimadaten!M65,Klimadaten!N65)","v":{"$error":"#VALUE!"}},{"$error":"#VALUE!"},{"$error":"#N/A"},{"$error":"#VALUE!"},{"$error":"#N/A"},{"$error":"#VALUE!"},{"$error":"#VALUE!"},{"$error":"#N/A"},{"$error":"#VALUE!"},{"$error":"#N/A"},{"$error":"#VALUE!"}]
["Total ",null,null,{"$f":"SUM(D529:D589)","v":0},null,null,{"$f":"SUM(G529:G589)","v":{"$error":"#VALUE!"}},"Total ",null,{"$f":"SUM(J529:J589)","v":0},null,null,{"$f":"SUM(M529:M589)","v":{"$error":"#VALUE!"}}]
[]
["Berechnung Freecooling",null,null,"KM","KM","Last","Gütegrad",null,null,"KM","KM","Last","Gütegrad"]
[{"$f":"A527","v":"Tab"},"EER","EER","Elelektrizität","Kondensation",null,{"$f":"I65","v":0},"EER","EER","Elelektrizität","Kondensation",null,{"$f":"J65","v":0}]
[{"$f":"A528","v":"[°C]"},"normal","erhöht","[kWh]","[kWh]","[%]",null,"normal","erhöht","[kWh]","[kWh]","[%]"]
[]
[{"$f":"A529","v":-25},{"$f":"IF(G596=0,1,G596*((E462+273)/((D462+273)-(E462+273))))+$F$20","v":{"$error":"#DIV/0!"}},{"$f":"IF(G596=0,1,G596*((F462+273)/((D462+273)-(F462+273))))+$F$20","v":{"$error":"#DIV/0!"}},{"$f":"(D529-G529)/B596*F$455+(D529-G529)/C596*F$456","v":{"$error":"#VALUE!"}},{"$f":"D596+(D529*(1-F529))","v":{"$error":"#VALUE!"}},{"$f":"MIN(ROUND(L120/$F$15,1),1)","v":{"$error":"#DIV/0!"}},{"$f":"VLOOKUP(F596,$H$69:$J$79,2)","v":{"$error":"#DIV/0!"}},{"$f":"IF(M596=0,1,M596*((J462+273)/((I462+273)-(J462+273))))+$G$20","v":{"$error":"#DIV/0!"}},{"$f":"IF(M596=0,1,M596*((K462+273)/((I462+273)-(K462+273))))+$G$20","v":{"$error":"#DIV/0!"}},{"$f":"(J529-M529)/H596*K$455+(J529-M529)/I596*K$456","v":{"$error":"#VALUE!"}},{"$f":"J596+(J529*(1-L529))","v":{"$error":"#VALUE!"}},{"$f":"MIN(ROUND(W120/$G$15,1),1)","v":{"$error":"#DIV/0!"}},{"$f":"VLOOKUP(L596,$H$69:$J$79,3)","v":{"$error":"#DIV/0!"}}]
[-24,{"$error":"#DIV/0!"},{"$error":"#DIV/0!"},{"$error":"#VALUE!"},{"$error":"#VALUE!"},{"$error":"#DIV/0!"},{"$error":"#DIV/0!"},{"$error":"#DIV/0!"},{"$error":"#DIV/0!"},{"$error":"#VALUE!"},{"$error":"#VALUE!"},{"$error":"#DIV/0!"},{"$error":"#DIV/0!"}]
[-23,{"$error":"#DIV/0!"},{"$error":"#DIV/0!"},{"$error":"#VALUE!"},{"$error":"#VALUE!"},{"$error":"#DIV/0!"},{"$error":"#DIV/0!"},{"$error":"#DIV/0!"},{"$error":"#DIV/0!"},{"$error":"#VALUE!"},{"$error":"#VALUE!"},{"$error":"#DIV/0!"},{"$error":"#DIV/0!"}]
[-22,{"$error":"#DIV/0!"},{"$error":"#DIV/0!"},{"$error":"#VALUE!"},{"$error":"#VALUE!"},{"$error":"#DIV/0!"},{"$error":"#DIV/0!"},{"$error":"#DIV/0!"},{"$error":"#DIV/0!"},{"$error":"#VALUE!"},{"$error":"#VALUE!"},{"$error":"#DIV/0!"},{"$error":"#DIV/0!"}]
[-21,{"$error":"#DIV/0!"},{"$error":"#DIV/0!"},{"$error":"#VALUE!"},{"$error":"#VALUE!"},{"$error":"#DIV/0!"},{"$error":"#DIV/0!"},{"$error":"#DIV/0!"},{"$error":"#DIV/0!"},{"$error":"#VALUE!"},{"$error":"#VALUE!"},{"$error":"#DIV/0!"},{"$error":"#DIV/0!"}]
[-20,{"$error":"#DIV/0!"},{"$error":"#DIV/0!"},{"$error":"#VALUE!"},{"$error":"#VALUE!"},{"$error":"#DIV/0!"},{"$error":"#DIV/0!"},{"$error":"#DIV/0!"},{"$error":"#DIV/0!"},{"$error":"#VALUE!"},{"$error":"#VALUE!"},{"$error":"#DIV/0!"},{"$error":"#DIV/0!"}]
[-19,{"$error":"#DIV/0!"},{"$error":"#DIV/0!"},{"$error":"#VALUE!"},{"$error":"#VALUE!"},{"$error":"#DIV/0!"},{"$error":"#DIV/0!"},{"$error":"#DIV/0!"},{"$error":"#DIV/0!"},{"$error":"#VALUE!"},{"$error":"#VALUE!"},{"$error":"#DIV/0!"},{"$error":"#DIV/0!"}]
[-18,{"$error":"#DIV/0!"},{"$error":"#DIV/0!"},{"$error":"#VALUE!"},{"$error":"#VALUE!"},{"$error":"#DIV/0!"},{"$error":"#DIV/0!"},{"$error":"#DIV/0!"},{"$error":"#DIV/0!"},{"$error":"#VALUE!"},{"$error":"#VALUE!"},{"$error":"#DIV/0!"},{"$error":"#DIV/0!"}]
[-17,{"$error":"#DIV/0!"},{"$error":"#DIV/0!"},{"$error":"#VALUE!"},{"$error":"#VALUE!"},{"$error":"#DIV/0!"},{"$error":"#DIV/0!"},{"$error":"#DIV/0!"},{"$error":"#DIV/0!"},{"$error":"#VALUE!"},{"$error":"#VALUE!"},{"$error":"#DIV/0!"},{"$error":"#DIV/0!"}]
[-16,{"$error":"#DIV/0!"},{"$error":"#DIV/0!"},{"$error":"#VALUE!"},{"$error":"#VALUE!"},{"$error":"#DIV/0!"},{"$error":"#DIV/0!"},{"$error":"#DIV/0!"},{"$error":"#DIV/0!"},{"$error":"#VALUE!"},{"$error":"#VALUE!"},{"$error":"#DIV/0!"},{"$error":"#DIV/0!"}]
[-15,{"$error":"#DIV/0!"},{"$error":"#DIV/0!"},{"$error":"#VALUE!"},{"$error":"#VALUE!"},{"$error":"#DIV/0!"},{"$error":"#DIV/0!"},{"$error":"#DIV/0!"},{"$error":"#DIV/0!"},{"$error":"#VALUE!"},{"$error":"#VALUE!"},{"$error":"#DIV/0!"},{"$error":"#DIV/0!"}]
[-14,{"$error":"#DIV/0!"},{"$error":"#DIV/0!"},{"$error":"#VALUE!"},{"$error":"#VALUE!"},{"$error":"#DIV/0!"},{"$error":"#DIV/0!"},{"$error":"#DIV/0!"},{"$error":"#DIV/0!"},{"$error":"#VALUE!"},{"$error":"#VALUE!"},{"$error":"#DIV/0!"},{"$error":"#DIV/0!"}]
[-13,{"$error":"#DIV/0!"},{"$error":"#DIV/0!"},{"$error":"#VALUE!"},{"$error":"#VALUE!"},{"$error":"#DIV/0!"},{"$error":"#DIV/0!"},{"$error":"#DIV/0!"},{"$error":"#DIV/0!"},{"$error":"#VALUE!"},{"$error":"#VALUE!"},{"$error":"#DIV/0!"},{"$error":"#DIV/0!"}]
[-12,{"$error":"#DIV/0!"},{"$error":"#DIV/0!"},{"$error":"#VALUE!"},{"$error":"#VALUE!"},{"$error":"#DIV/0!"},{"$error":"#DIV/0!"},{"$error":"#DIV/0!"},{"$error":"#DIV/0!"},{"$error":"#VALUE!"},{"$error":"#VALUE!"},{"$error":"#DIV/0!"},{"$error":"#DIV/0!"}]
[-11,{"$error":"#DIV/0!"},{"$error":"#DIV/0!"},{"$error":"#VALUE!"},{"$error":"#VALUE!"},{"$error":"#DIV/0!"},{"$error":"#DIV/0!"},{"$error":"#DIV/0!"},{"$error":"#DIV/0!"},{"$error":"#VALUE!"},{"$error":"#VALUE!"},{"$error":"#DIV/0!"},{"$error":"#DIV/0!"}]
[-10,{"$error":"#DIV/0!"},{"$error":"#DIV/0!"},{"$error":"#VALUE!"},{"$error":"#VALUE!"},{"$error":"#DIV/0!"},{"$error":"#DIV/0!"},{"$error":"#DIV/0!"},{"$error":"#DIV/0!"},{"$error":"#VALUE!"},{"$error":"#VALUE!"},{"$error":"#DIV/0!"},{"$error":"#DIV/0!"}]
[-9,{"$error":"#DIV/0!"},{"$error":"#DIV/0!"},{"$error":"#VALUE!"},{"$error":"#VALUE!"},{"$error":"#DIV/0!"},{"$error":"#DIV/0!"},{"$error":"#DIV/0!"},{"$error":"#DIV/0!"},{"$error":"#VALUE!"},{"$error":"#VALUE!"},{"$error":"#DIV/0!"},{"$error":"#DIV/0!"}]
[-8,{"$error":"#DIV/0!"},{"$error":"#DIV/0!"},{"$error":"#VALUE!"},{"$error":"#VALUE!"},{"$error":"#DIV/0!"},{"$error":"#DIV/0!"},{"$error":"#DIV/0!"},{"$error":"#DIV/0!"},{"$error":"#VALUE!"},{"$error":"#VALUE!"},{"$error":"#DIV/0!"},{"$error":"#DIV/0!"}]
[-7,{"$error":"#DIV/0!"},{"$error":"#DIV/0!"},{"$error":"#VALUE!"},{"$error":"#VALUE!"},{"$error":"#DIV/0!"},{"$error":"#DIV/0!"},{"$error":"#DIV/0!"},{"$error":"#DIV/0!"},{"$error":"#VALUE!"},{"$error":"#VALUE!"},{"$error":"#DIV/0!"},{"$error":"#DIV/0!"}]
[-6,{"$error":"#DIV/0!"},{"$error":"#DIV/0!"},{"$error":"#VALUE!"},{"$error":"#VALUE!"},{"$error":"#DIV/0!"},{"$error":"#DIV/0!"},{"$error":"#DIV/0!"},{"$error":"#DIV/0!"},{"$error":"#VALUE!"},{"$error":"#VALUE!"},{"$error":"#DIV/0!"},{"$error":"#DIV/0!"}]
[-5,{"$error":"#DIV/0!"},{"$error":"#DIV/0!"},{"$error":"#VALUE!"},{"$error":"#VALUE!"},{"$error":"#DIV/0!"},{"$error":"#DIV/0!"},{"$error":"#DIV/0!"},{"$error":"#DIV/0!"},{"$error":"#VALUE!"},{"$error":"#VALUE!"},{"$error":"#DIV/0!"},{"$error":"#DIV/0!"}]
[-4,{"$error":"#DIV/0!"},{"$error":"#DIV/0!"},{"$error":"#VALUE!"},{"$error":"#VALUE!"},{"$error":"#DIV/0!"},{"$error":"#DIV/0!"},{"$error":"#DIV/0!"},{"$error":"#DIV/0!"},{"$error":"#VALUE!"},{"$error":"#VALUE!"},{"$error":"#DIV/0!"},{"$error":"#DIV/0!"}]
[-3,{"$error":"#DIV/0!"},{"$error":"#DIV/0!"},{"$error":"#VALUE!"},{"$error":"#VALUE!"},{"$error":"#DIV/0!"},{"$error":"#DIV/0!"},{"$error":"#DIV/0!"},{"$error":"#DIV/0!"},{"$error":"#VALUE!"},{"$error":"#VALUE!"},{"$error":"#DIV/0!"},{"$error":"#DIV/0!"}]
[-2,{"$error":"#DIV/0!"},{"$error":"#DIV/0!"},{"$error":"#VALUE!"},{"$error":"#VALUE!"},{"$error":"#DIV/0!"},{"$error":"#DIV/0!"},{"$error":"#DIV/0!"},{"$error":"#DIV/0!"},{"$error":"#VALUE!"},{"$error":"#VALUE!"},{"$error":"#DIV/0!"},{"$error":"#DIV/0!"}]
[-1,{"$error":"#DIV/0!"},{"$error":"#DIV/0!"},{"$error":"#VALUE!"},{"$error":"#VALUE!"},{"$error":"#DIV/0!"},{"$error":"#DIV/0!"},{"$error":"#DIV/0!"},{"$error":"#DIV/0!"},{"$error":"#VALUE!"},{"$error":"#VALUE!"},{"$error":"#DIV/0!"},{"$error":"#DIV/0!"}]
[0,{"$error":"#DIV/0!"},{"$error":"#DIV/0!"},{"$error":"#VALUE!"},{"$error":"#VALUE!"},{"$error":"#DIV/0!"},{"$error":"#DIV/0!"},{"$error":"#DIV/0!"},{"$error":"#DIV/0!"},{"$error":"#VALUE!"},{"$error":"#VALUE!"},{"$error":"#DIV/0!"},{"$error":"#DIV/0!"}]
[1,{"$error":"#DIV/0!"},{"$error":"#DIV/0!"},{"$error":"#VALUE!"},{"$error":"#VALUE!"},{"$error":"#DIV/0!"},{"$error":"#DIV/0!"},{"$error":"#DIV/0!"},{"$error":"#DIV/0!"},{"$error":"#VALUE!"},{"$error":"#VALUE!"},{"$error":"#DIV/0!"},{"$error":"#DIV/0!"}]
[2,{"$error":"#DIV/0!"},{"$error":"#DIV/0!"},{"$error":"#VALUE!"},{"$error":"#VALUE!"},{"$error":"#DIV/0!"},{"$error":"#DIV/0!"},{"$error":"#DIV/0!"},{"$error":"#DIV/0!"},{"$error":"#VALUE!"},{"$error":"#VALUE!"},{"$error":"#DIV/0!"},{"$error":"#DIV/0!"}]
[3,{"$error":"#DIV/0!"},{"$error":"#DIV/0!"},{"$error":"#VALUE!"},{"$error":"#VALUE!"},{"$error":"#DIV/0!"},{"$error":"#DIV/0!"},{"$error":"#DIV/0!"},{"$error":"#DIV/0!"},{"$error":"#VALUE!"},{"$error":"#VALUE!"},{"$error":"#DIV/0!"},{"$error":"#DIV/0!"}]
[4,{"$error":"#DIV/0!"},{"$error":"#DIV/0!"},{"$error":"#VALUE!"},{"$error":"#VALUE!"},{"$error":"#DIV/0!"},{"$error":"#DIV/0!"},{"$error":"#DIV/0!"},{"$error":"#DIV/0!"},{"$error":"#VALUE!"},{"$error":"#VALUE!"},{"$error":"#DIV/0!"},{"$error":"#DIV/0!"}]
[5,{"$error":"#DIV/0!"},{"$error":"#DIV/0!"},{"$error":"#VALUE!"},{"$error":"#VALUE!"},{"$error":"#DIV/0!"},{"$error":"#DIV/0!"},{"$error":"#DIV/0!"},{"$error":"#DIV/0!"},{"$error":"#VALUE!"},{"$error":"#VALUE!"},{"$error":"#DIV/0!"},{"$error":"#DIV/0!"}]
[6,{"$error":"#DIV/0!"},{"$error":"#DIV/0!"},{"$error":"#VALUE!"},{"$error":"#VALUE!"},{"$error":"#DIV/0!"},{"$error":"#DIV/0!"},{"$error":"#DIV/0!"},{"$error":"#DIV/0!"},{"$error":"#VALUE!"},{"$error":"#VALUE!"},{"$error":"#DIV/0!"},{"$error":"#DIV/0!"}]
[{"$f":"A561","v":7},{"$f":"IF(G628=0,1,G628*((E494+273)/((D494+273)-(E494+273))))+$F$20","v":{"$error":"#DIV/0!"}},{"$f":"IF(G628=0,1,G628*((F494+273)/((D494+273)-(F494+273))))+$F$20","v":{"$error":"#DIV/0!"}},{"$f":"(D561-G561)/B628*F$455+(D561-G561)/C628*F$456","v":{"$error":"#VALUE!"}},{"$f":"D628+(D561*(1-F561))","v":{"$error":"#VALUE!"}},{"$f":"MIN(ROUND(L152/$F$15,1),1)","v":{"$error":"#DIV/0!"}},{"$f":"VLOOKUP(F628,$H$69:$J$79,2)","v":{"$error":"#DIV/0!"}},{"$f":"IF(M628=0,1,M628*((J494+273)/((I494+273)-(J494+273))))+$G$20","v":{"$error":"#DIV/0!"}},{"$f":"IF(M628=0,1,M628*((K494+273)/((I494+273)-(K494+273))))+$G$20","v":{"$error":"#DIV/0!"}},{"$f":"(J561-M561)/H628*K$455+(J561-M561)/I628*K$456","v":{"$error":"#VALUE!"}},{"$f":"J628+(J561*(1-L561))","v":{"$error":"#VALUE!"}},{"$f":"MIN(ROUND(W152/$G$15,1),1)","v":{"$error":"#DIV/0!"}},{"$f":"VLOOKUP(L628,$H$69:$J$79,3)","v":{"$error":"#DIV/0!"}}]
[8,{"$error":"#DIV/0!"},{"$error":"#DIV/0!"},{"$error":"#VALUE!"},{"$error":"#VALUE!"},{"$error":"#DIV/0!"},{"$error":"#DIV/0!"},{"$error":"#DIV/0!"},{"$error":"#DIV/0!"},{"$error":"#VALUE!"},{"$error":"#VALUE!"},{"$error":"#DIV/0!"},{"$error":"#DIV/0!"}]
[9,{"$error":"#DIV/0!"},{"$error":"#DIV/0!"},{"$error":"#VALUE!"},{"$error":"#VALUE!"},{"$error":"#DIV/0!"},{"$error":"#DIV/0!"},{"$error":"#DIV/0!"},{"$error":"#DIV/0!"},{"$error":"#VALUE!"},{"$error":"#VALUE!"},{"$error":"#DIV/0!"},{"$error":"#DIV/0!"}]
[10,{"$error":"#DIV/0!"},{"$error":"#DIV/0!"},{"$error":"#VALUE!"},{"$error":"#VALUE!"},{"$error":"#DIV/0!"},{"$error":"#DIV/0!"},{"$error":"#DIV/0!"},{"$error":"#DIV/0!"},{"$error":"#VALUE!"},{"$error":"#VALUE!"},{"$error":"#DIV/0!"},{"$error":"#DIV/0!"}]
[11,{"$error":"#DIV/0!"},{"$error":"#DIV/0!"},{"$error":"#VALUE!"},{"$error":"#VALUE!"},{"$error":"#DIV/0!"},{"$error":"#DIV/0!"},{"$error":"#DIV/0!"},{"$error":"#DIV/0!"},{"$error":"#VALUE!"},{"$error":"#VALUE!"},{"$error":"#DIV/0!"},{"$error":"#DIV/0!"}]
[12,{"$error":"#DIV/0!"},{"$error":"#DIV/0!"},{"$error":"#VALUE!"},{"$error":"#VALUE!"},{"$error":"#DIV/0!"},{"$error":"#DIV/0!"},{"$error":"#DIV/0!"},{"$error":"#DIV/0!"},{"$error":"#VALUE!"},{"$error":"#VALUE!"},{"$error":"#DIV/0!"},{"$error":"#DIV/0!"}]
[13,{"$error":"#DIV/0!"},{"$error":"#DIV/0!"},{"$error":"#VALUE!"},{"$error":"#VALUE!"},{"$error":"#DIV/0!"},{"$error":"#DIV/0!"},{"$error":"#DIV/0!"},{"$error":"#DIV/0!"},{"$error":"#VALUE!"},{"$error":"#VALUE!"},{"$error":"#DIV/0!"},{"$error":"#DIV/0!"}]
[14,{"$error":"#DIV/0!"},{"$error":"#DIV/0!"},{"$error":"#VALUE!"},{"$error":"#VALUE!"},{"$error":"#DIV/0!"},{"$error":"#DIV/0!"},{"$error":"#DIV/0!"},{"$error":"#DIV/0!"},{"$error":"#VALUE!"},{"$error":"#VALUE!"},{"$error":"#DIV/0!"},{"$error":"#DIV/0!"}]
[15,{"$error":"#DIV/0!"},{"$error":"#DIV/0!"},{"$error":"#VALUE!"},{"$error":"#VALUE!"},{"$error":"#DIV/0!"},{"$error":"#DIV/0!"},{"$error":"#DIV/0!"},{"$error":"#DIV/0!"},{"$error":"#VALUE!"},{"$error":"#VALUE!"},{"$error":"#DIV/0!"},{"$error":"#DIV/0!"}]
[16,{"$error":"#DIV/0!"},{"$error":"#DIV/0!"},{"$error":"#VALUE!"},{"$error":"#VALUE!"},{"$error":"#DIV/0!"},{"$error":"#DIV/0!"},{"$error":"#DIV/0!"},{"$error":"#DIV/0!"},{"$error":"#VALUE!"},{"$error":"#VALUE!"},{"$error":"#DIV/0!"},{"$error":"#DIV/0!"}]
[17,{"$error":"#DIV/0!"},{"$error":"#DIV/0!"},{"$error":"#VALUE!"},{"$error":"#VALUE!"},{"$error":"#DIV/0!"},{"$error":"#DIV/0!"},{"$error":"#DIV/0!"},{"$error":"#DIV/0!"},{"$error":"#VALUE!"},{"$error":"#VALUE!"},{"$error":"#DIV/0!"},{"$error":"#DIV/0!"}]
[18,{"$error":"#DIV/0!"},{"$error":"#DIV/0!"},{"$error":"#VALUE!"},{"$error":"#VALUE!"},{"$error":"#DIV/0!"},{"$error":"#DIV/0!"},{"$error":"#DIV/0!"},{"$error":"#DIV/0!"},{"$error":"#VALUE!"},{"$error":"#VALUE!"},{"$error":"#DIV/0!"},{"$error":"#DIV/0!"}]
[19,{"$error":"#DIV/0!"},{"$error":"#DIV/0!"},{"$error":"#VALUE!"},{"$error":"#VALUE!"},{"$error":"#DIV/0!"},{"$error":"#DIV/0!"},{"$error":"#DIV/0!"},{"$error":"#DIV/0!"},{"$error":"#VALUE!"},{"$error":"#VALUE!"},{"$error":"#DIV/0!"},{"$error":"#DIV/0!"}]
[20,{"$error":"#DIV/0!"},{"$error":"#DIV/0!"},{"$error":"#VALUE!"},{"$error":"#VALUE!"},{"$error":"#DIV/0!"},{"$error":"#DIV/0!"},{"$error":"#DIV/0!"},{"$error":"#DIV/0!"},{"$error":"#VALUE!"},{"$error":"#VALUE!"},{"$error":"#DIV/0!"},{"$error":"#DIV/0!"}]
[21,{"$error":"#DIV/0!"},{"$error":"#DIV/0!"},{"$error":"#VALUE!"},{"$error":"#VALUE!"},{"$error":"#DIV/0!"},{"$error":"#DIV/0!"},{"$error":"#DIV/0!"},{"$error":"#DIV/0!"},{"$error":"#VALUE!"},{"$error":"#VALUE!"},{"$error":"#DIV/0!"},{"$error":"#DIV/0!"}]
[22,{"$error":"#DIV/0!"},{"$error":"#DIV/0!"},{"$error":"#VALUE!"},{"$error":"#VALUE!"},{"$error":"#DIV/0!"},{"$error":"#DIV/0!"},{"$error":"#DIV/0!"},{"$error":"#DIV/0!"},{"$error":"#VALUE!"},{"$error":"#VALUE!"},{"$error":"#DIV/0!"},{"$error":"#DIV/0!"}]
[23,{"$error":"#DIV/0!"},{"$error":"#DIV/0!"},{"$error":"#VALUE!"},{"$error":"#VALUE!"},{"$error":"#DIV/0!"},{"$error":"#DIV/0!"},{"$error":"#DIV/0!"},{"$error":"#DIV/0!"},{"$error":"#VALUE!"},{"$error":"#VALUE!"},{"$error":"#DIV/0!"},{"$error":"#DIV/0!"}]
[24,{"$error":"#DIV/0!"},{"$error":"#DIV/0!"},{"$error":"#VALUE!"},{"$error":"#VALUE!"},{"$error":"#DIV/0!"},{"$error":"#DIV/0!"},{"$error":"#DIV/0!"},{"$error":"#DIV/0!"},{"$error":"#VALUE!"},{"$error":"#VALUE!"},{"$error":"#DIV/0!"},{"$error":"#DIV/0!"}]
[25,{"$error":"#DIV/0!"},{"$error":"#DIV/0!"},{"$error":"#VALUE!"},{"$error":"#VALUE!"},{"$error":"#DIV/0!"},{"$error":"#DIV/0!"},{"$error":"#DIV/0!"},{"$error":"#DIV/0!"},{"$error":"#VALUE!"},{"$error":"#VALUE!"},{"$error":"#DIV/0!"},{"$error":"#DIV/0!"}]
[26,{"$error":"#DIV/0!"},{"$error":"#DIV/0!"},{"$error":"#VALUE!"},{"$error":"#VALUE!"},{"$error":"#DIV/0!"},{"$error":"#DIV/0!"},{"$error":"#DIV/0!"},{"$error":"#DIV/0!"},{"$error":"#VALUE!"},{"$error":"#VALUE!"},{"$error":"#DIV/0!"},{"$error":"#DIV/0!"}]
[27,{"$error":"#DIV/0!"},{"$error":"#DIV/0!"},{"$error":"#VALUE!"},{"$error":"#VALUE!"},{"$error":"#DIV/0!"},{"$error":"#DIV/0!"},{"$error":"#DIV/0!"},{"$error":"#DIV/0!"},{"$error":"#VALUE!"},{"$error":"#VALUE!"},{"$error":"#DIV/0!"},{"$error":"#DIV/0!"}]
[28,{"$error":"#DIV/0!"},{"$error":"#DIV/0!"},{"$error":"#VALUE!"},{"$error":"#VALUE!"},{"$error":"#DIV/0!"},{"$error":"#DIV/0!"},{"$error":"#DIV/0!"},{"$error":"#DIV/0!"},{"$error":"#VALUE!"},{"$error":"#VALUE!"},{"$error":"#DIV/0!"},{"$error":"#DIV/0!"}]
[29,{"$error":"#DIV/0!"},{"$error":"#DIV/0!"},{"$error":"#VALUE!"},{"$error":"#VALUE!"},{"$error":"#DIV/0!"},{"$error":"#DIV/0!"},{"$error":"#DIV/0!"},{"$error":"#DIV/0!"},{"$error":"#VALUE!"},{"$error":"#VALUE!"},{"$error":"#DIV/0!"},{"$error":"#DIV/0!"}]
[30,{"$error":"#DIV/0!"},{"$error":"#DIV/0!"},{"$error":"#VALUE!"},{"$error":"#VALUE!"},{"$error":"#DIV/0!"},{"$error":"#DIV/0!"},{"$error":"#DIV/0!"},{"$error":"#DIV/0!"},{"$error":"#VALUE!"},{"$error":"#VALUE!"},{"$error":"#DIV/0!"},{"$error":"#DIV/0!"}]
[31,{"$error":"#DIV/0!"},{"$error":"#DIV/0!"},{"$error":"#VALUE!"},{"$error":"#VALUE!"},{"$error":"#DIV/0!"},{"$error":"#DIV/0!"},{"$error":"#DIV/0!"},{"$error":"#DIV/0!"},{"$error":"#VALUE!"},{"$error":"#VALUE!"},{"$error":"#DIV/0!"},{"$error":"#DIV/0!"}]
[32,{"$error":"#DIV/0!"},{"$error":"#DIV/0!"},{"$error":"#VALUE!"},{"$error":"#VALUE!"},{"$error":"#DIV/0!"},{"$error":"#DIV/0!"},{"$error":"#DIV/0!"},{"$error":"#DIV/0!"},{"$error":"#VALUE!"},{"$error":"#VALUE!"},{"$error":"#DIV/0!"},{"$error":"#DIV/0!"}]
[33,{"$error":"#DIV/0!"},{"$error":"#DIV/0!"},{"$error":"#VALUE!"},{"$error":"#VALUE!"},{"$error":"#DIV/0!"},{"$error":"#DIV/0!"},{"$error":"#DIV/0!"},{"$error":"#DIV/0!"},{"$error":"#VALUE!"},{"$error":"#VALUE!"},{"$error":"#DIV/0!"},{"$error":"#DIV/0!"}]
[34,{"$error":"#DIV/0!"},{"$error":"#DIV/0!"},{"$error":"#VALUE!"},{"$error":"#VALUE!"},{"$error":"#DIV/0!"},{"$error":"#DIV/0!"},{"$error":"#DIV/0!"},{"$error":"#DIV/0!"},{"$error":"#VALUE!"},{"$error":"#VALUE!"},{"$error":"#DIV/0!"},{"$error":"#DIV/0!"}]
[35,{"$error":"#DIV/0!"},{"$error":"#DIV/0!"},{"$error":"#VALUE!"},{"$error":"#VALUE!"},{"$error":"#DIV/0!"},{"$error":"#DIV/0!"},{"$error":"#DIV/0!"},{"$error":"#DIV/0!"},{"$error":"#VALUE!"},{"$error":"#VALUE!"},{"$error":"#DIV/0!"},{"$error":"#DIV/0!"}]
[null,null,null,{"$f":"SUM(D596:D656)","v":{"$error":"#VALUE!"}},null,null,null,null,null,{"$f":"SUM(J596:J656)","v":{"$error":"#VALUE!"}}]
[]
["Berechnung Kältemaschinen Endenergie"]
["A-B",{"$f":"(E40-E39)/(D40-D39)","v":0},null,null,null,null,null,"A-B",{"$f":"(G40-G39)/(F40-F39)","v":0}]
["B-C",{"$f":"(E41-E40)/(D41-D40)","v":0},null,null,null,null,null,"B-C",{"$f":"(G41-G40)/(F41-F40)","v":0}]
["C-D",{"$f":"(E42-E41)/(D42-D41)","v":0},null,null,null,null,null,"C-D",{"$f":"(G42-G41)/(F42-F41)","v":0}]
[]
["Steigung WRG"]
[null,"WRG",null,null,{"$f":"E592","v":"KM"},"WRG Enthitzer","WRG","WRG",null,null,{"$f":"K592","v":"KM"},"WRG Enthitzer","WRG"]
["Tab","Leistung",{"$f":"B527","v":"Stunden"},{"$f":"G527","v":"Freecooling"},{"$f":"E593","v":"Kondensation"},"oder Kond.","Energie von KM","Leistung",{"$f":"H527","v":"Tab"},{"$f":"M527","v":"Freecooling"},{"$f":"K593","v":"Kondensation"},"oder Kond.","Energie von KM"]
["[°C]","[kW]","[h]","[kWh]",{"$f":"E594","v":"[kWh]"},"[kW]","[kWh]","[kW]","[°C]","[kWh]",{"$f":"K594","v":"[kWh]"},"[kW]","[kWh]"]
[-25,{"$f":"IF(F$33=$I$14,IF($A668<=$D$40,$E$40-($D$40-$A668)*$B$660,IF($A668<=$D$41,$E$41-($D$41-$A668)*$B$661,$E$42-($D$42-$A668)*$B$662)),0)","v":0},0,{"$error":"#VALUE!"},{"$f":"E596","v":{"$error":"#VALUE!"}},{"$f":"IF(F$34=$I$19,IF(C668=0,0,E668/C668*0.1),IF(C668=0,0,E668/C668))","v":0},{"$f":"IF(F668>=B668,B668,F668)*C668","v":0},{"$f":"IF(G$33=$I$14,IF($A668<=$F$40,$G$40-($F$40-$A668)*$I$660,IF($A668<=$F$41,$G$41-($F$41-$A668)*$I$661,$G$42-($F$42-$A668)*$I$662)),0)","v":0},0,{"$error":"#VALUE!"},{"$f":"K596","v":{"$error":"#VALUE!"}},{"$f":"IF(G$34=$I$19,IF(I668=0,0,K668/I668*0.1),IF(I668=0,0,K668/I668))","v":0},{"$f":"IF(L668>=H668,H668,L668)*I668","v":0}]
[-24,0,0,{"$error":"#VALUE!"},{"$error":"#VALUE!"},0,{"$f":"IF(F669>=B669,B669,F669)*C669","v":0},0,0,{"$error":"#VALUE!"},{"$error":"#VALUE!"},0,{"$f":"IF(L669>=H669,H669,L669)*I669","v":0}]
[-23,0,0,{"$error":"#VALUE!"},{"$error":"#VALUE!"},0,0,0,0,{"$error":"#VALUE!"},{"$error":"#VALUE!"},0,0]
[-22,0,0,{"$error":"#VALUE!"},{"$error":"#VALUE!"},0,0,0,0,{"$error":"#VALUE!"},{"$error":"#VALUE!"},0,0]
[-21,0,0,{"$error":"#VALUE!"},{"$error":"#VALUE!"},0,0,0,0,{"$error":"#VALUE!"},{"$error":"#VALUE!"},0,0]
[-20,0,0,{"$error":"#VALUE!"},{"$error":"#VALUE!"},0,0,0,0,{"$error":"#VALUE!"},{"$error":"#VALUE!"},0,0]
[-19,0,0,{"$error":"#VALUE!"},{"$error":"#VALUE!"},0,0,0,0,{"$error":"#VALUE!"},{"$error":"#VALUE!"},0,0]
[-18,0,0,{"$error":"#VALUE!"},{"$error":"#VALUE!"},0,0,0,0,{"$error":"#VALUE!"},{"$error":"#VALUE!"},0,0]
[-17,0,0,{"$error":"#VALUE!"},{"$error":"#VALUE!"},0,0,0,0,{"$error":"#VALUE!"},{"$error":"#VALUE!"},0,0]
[-16,0,0,{"$error":"#VALUE!"},{"$error":"#VALUE!"},0,0,0,0,{"$error":"#VALUE!"},{"$error":"#VALUE!"},0,0]
[-15,0,0,{"$error":"#VALUE!"},{"$error":"#VALUE!"},0,0,0,0,{"$error":"#VALUE!"},{"$error":"#VALUE!"},0,0]
[-14,0,0,{"$error":"#VALUE!"},{"$error":"#VALUE!"},0,0,0,0,{"$error":"#VALUE!"},{"$error":"#VALUE!"},0,0]
[-13,0,0,{"$error":"#VALUE!"},{"$error":"#VALUE!"},0,0,0,0,{"$error":"#VALUE!"},{"$error":"#VALUE!"},0,0]
[-12,0,0,{"$error":"#VALUE!"},{"$error":"#VALUE!"},0,0,0,0,{"$error":"#VALUE!"},{"$error":"#VALUE!"},0,0]
[-11,0,0,{"$error":"#VALUE!"},{"$error":"#VALUE!"},0,0,0,0,{"$error":"#VALUE!"},{"$error":"#VALUE!"},0,0]
[-10,0,0,{"$error":"#VALUE!"},{"$error":"#VALUE!"},0,0,0,0,{"$error":"#VALUE!"},{"$error":"#VALUE!"},0,0]
[-9,0,0,{"$error":"#VALUE!"},{"$error":"#VALUE!"},0,0,0,0,{"$error":"#VALUE!"},{"$error":"#VALUE!"},0,0]
[-8,0,0,{"$error":"#VALUE!"},{"$error":"#VALUE!"},0,0,0,0,{"$error":"#VALUE!"},{"$error":"#VALUE!"},0,0]
[-7,0,0,{"$error":"#VALUE!"},{"$error":"#VALUE!"},0,0,0,0,{"$error":"#VALUE!"},{"$error":"#VALUE!"},0,0]
[-6,0,0,{"$error":"#VALUE!"},{"$error":"#VALUE!"},0,0,0,0,{"$error":"#VALUE!"},{"$error":"#VALUE!"},0,0]
[-5,0,0,{"$error":"#VALUE!"},{"$error":"#VALUE!"},0,0,0,0,{"$error":"#VALUE!"},{"$error":"#VALUE!"},0,0]
[-4,0,0,{"$error":"#VALUE!"},{"$error":"#VALUE!"},0,0,0,0,{"$error":"#VALUE!"},{"$error":"#VALUE!"},0,0]
[-3,0,0,{"$error":"#VALUE!"},{"$error":"#VALUE!"},0,0,0,0,{"$error":"#VALUE!"},{"$error":"#VALUE!"},0,0]
[-2,0,0,{"$error":"#VALUE!"},{"$error":"#VALUE!"},0,0,0,0,{"$error":"#VALUE!"},{"$error":"#VALUE!"},0,0]
[-1,0,0,{"$error":"#VALUE!"},{"$error":"#VALUE!"},0,0,0,0,{"$error":"#VALUE!"},{"$error":"#VALUE!"},0,0]
[0,0,0,{"$error":"#VALUE!"},{"$error":"#VALUE!"},0,0,0,0,{"$error":"#VALUE!"},{"$error":"#VALUE!"},0,0]
[1,0,0,{"$error":"#VALUE!"},{"$error":"#VALUE!"},0,0,0,0,{"$error":"#VALUE!"},{"$error":"#VALUE!"},0,0]
[2,0,0,{"$error":"#VALUE!"},{"$error":"#VALUE!"},0,0,0,0,{"$error":"#VALUE!"},{"$error":"#VALUE!"},0,0]
[3,0,0,{"$error":"#VALUE!"},{"$error":"#VALUE!"},0,0,0,0,{"$error":"#VALUE!"},{"$error":"#VALUE!"},0,0]
[4,0,0,{"$error":"#VALUE!"},{"$error":"#VALUE!"},0,0,0,0,{"$error":"#VALUE!"},{"$error":"#VALUE!"},0,0]
[5,0,{"$f":"B559","v":0},{"$f":"G559","v":{"$error":"#VALUE!"}},{"$error":"#VALUE!"},0,0,0,{"$f":"H559","v":0},{"$f":"M559","v":{"$error":"#VALUE!"}},{"$error":"#VALUE!"},0,0]
[6,0,0,{"$error":"#VALUE!"},{"$error":"#VALUE!"},0,0,0,0,{"$error":"#VALUE!"},{"$error":"#VALUE!"},0,0]
[7,{"$f":"IF(F$33=$I$14,IF($A700<=$D$40,$E$40-($D$40-$A700)*$B$660,IF($A700<=$D$41,$E$41-($D$41-$A700)*$B$661,$E$42-($D$42-$A700)*$B$662)),0)","v":0},0,{"$error":"#VALUE!"},{"$f":"E628","v":{"$error":"#VALUE!"}},{"$f":"IF(F$34=$I$19,IF(C700=0,0,E700/C700*0.1),IF(C700=0,0,E700/C700))","v":0},0,{"$f":"IF(G$33=$I$14,IF($A700<=$F$40,$G$40-($F$40-$A700)*$I$660,IF($A700<=$F$41,$G$41-($F$41-$A700)*$I$661,$G$42-($F$42-$A700)*$I$662)),0)","v":0},0,{"$error":"#VALUE!"},{"$f":"K628","v":{"$error":"#VALUE!"}},{"$f":"IF(G$34=$I$19,IF(I700=0,0,K700/I700*0.1),IF(I700=0,0,K700/I700))","v":0},0]
[8,0,0,{"$error":"#VALUE!"},{"$error":"#VALUE!"},0,0,0,0,{"$error":"#VALUE!"},{"$error":"#VALUE!"},0,0]
[9,0,0,{"$error":"#VALUE!"},{"$error":"#VALUE!"},0,0,0,0,{"$error":"#VALUE!"},{"$error":"#VALUE!"},0,0]
[10,0,0,{"$error":"#VALUE!"},{"$error":"#VALUE!"},0,0,0,0,{"$error":"#VALUE!"},{"$error":"#VALUE!"},0,0]
[11,0,0,{"$error":"#VALUE!"},{"$error":"#VALUE!"},0,0,0,0,{"$error":"#VALUE!"},{"$error":"#VALUE!"},0,0]
[12,0,0,{"$error":"#VALUE!"},{"$error":"#VALUE!"},0,0,0,0,{"$error":"#VALUE!"},{"$error":"#VALUE!"},0,0]
[13,0,0,{"$error":"#VALUE!"},{"$error":"#VALUE!"},0,0,0,0,{"$error":"#VALUE!"},{"$error":"#VALUE!"},0,0]
[14,0,0,{"$error":"#VALUE!"},{"$error":"#VALUE!"},0,0,0,0,{"$error":"#VALUE!"},{"$error":"#VALUE!"},0,0]
[15,0,0,{"$error":"#VALUE!"},{"$error":"#VALUE!"},0,0,0,0,{"$error":"#VALUE!"},{"$error":"#VALUE!"},0,0]
[16,0,0,{"$error":"#VALUE!"},{"$error":"#VALUE!"},0,0,0,0,{"$error":"#VALUE!"},{"$error":"#VALUE!"},0,0]
[17,0,0,{"$error":"#VALUE!"},{"$error":"#VALUE!"},0,0,0,0,{"$error":"#VALUE!"},{"$error":"#VALUE!"},0,0]
[18,0,0,{"$error":"#VALUE!"},{"$error":"#VALUE!"},0,0,0,0,{"$error":"#VALUE!"},{"$error":"#VALUE!"},0,0]
[19,0,0,{"$error":"#VALUE!"},{"$error":"#VALUE!"},0,0,0,0,{"$error":"#VALUE!"},{"$error":"#VALUE!"},0,0]
[20,0,0,{"$error":"#VALUE!"},{"$error":"#VALUE!"},0,0,0,0,{"$error":"#VALUE!"},{"$error":"#VALUE!"},0,0]
[21,0,0,{"$error":"#VALUE!"},{"$error":"#VALUE!"},0,0,0,0,{"$error":"#VALUE!"},{"$error":"#VALUE!"},0,0]
[22,0,0,{"$error":"#VALUE!"},{"$error":"#VALUE!"},0,0,0,0,{"$error":"#VALUE!"},{"$error":"#VALUE!"},0,0]
[23,0,0,{"$error":"#VALUE!"},{"$error":"#VALUE!"},0,0,0,0,{"$error":"#VALUE!"},{"$error":"#VALUE!"},0,0]
[24,0,0,{"$error":"#VALUE!"},{"$error":"#VALUE!"},0,0,0,0,{"$error":"#VALUE!"},{"$error":"#VALUE!"},0,0]
[25,0,0,{"$error":"#VALUE!"},{"$error":"#VALUE!"},0,0,0,0,{"$error":"#VALUE!"},{"$error":"#VALUE!"},0,0]
[26,0,0,{"$error":"#VALUE!"},{"$error":"#VALUE!"},0,0,0,0,{"$error":"#VALUE!"},{"$error":"#VALUE!"},0,0]
[27,0,0,{"$error":"#VALUE!"},{"$error":"#VALUE!"},0,0,0,0,{"$error":"#VALUE!"},{"$error":"#VALUE!"},0,0]
[28,0,0,{"$error":"#VALUE!"},{"$error":"#VALUE!"},0,0,0,0,{"$error":"#VALUE!"},{"$error":"#VALUE!"},0,0]
[29,0,0,{"$error":"#VALUE!"},{"$error":"#VALUE!"},0,0,0,0,{"$error":"#VALUE!"},{"$error":"#VALUE!"},0,0]
[30,0,0,{"$error":"#VALUE!"},{"$error":"#VALUE!"},0,0,0,0,{"$error":"#VALUE!"},{"$error":"#VALUE!"},0,0]
[31,0,0,{"$error":"#VALUE!"},{"$error":"#VALUE!"},0,0,0,0,{"$error":"#VALUE!"},{"$error":"#VALUE!"},0,0]
[32,0,0,{"$error":"#VALUE!"},{"$error":"#VALUE!"},0,0,0,0,{"$error":"#VALUE!"},{"$error":"#VALUE!"},0,0]
[33,0,0,{"$error":"#VALUE!"},{"$error":"#VALUE!"},0,0,0,0,{"$error":"#VALUE!"},{"$error":"#VALUE!"},0,0]
[34,0,0,{"$error":"#VALUE!"},{"$error":"#VALUE!"},0,0,0,0,{"$error":"#VALUE!"},{"$error":"#VALUE!"},0,0]
[35,0,0,{"$error":"#VALUE!"},{"$error":"#VALUE!"},0,0,0,0,{"$error":"#VALUE!"},{"$error":"#VALUE!"},0,0]
[null,null,null,null,{"$f":"SUM(E668:E728)","v":{"$error":"#VALUE!"}},null,{"$f":"SUM(G668:G728)","v":0},null,null,null,{"$f":"SUM(K668:K728)","v":{"$error":"#VALUE!"}},null,{"$f":"SUM(M668:M728)","v":0}]
[]
[null,null,"Rückkühler",null,"therm","Pumpen",null,null,"MAX bei parallel",null,"Rückkühler",null,null,"Pumpen",null,null,"MAX bei parallel"]
[{"$f":"A666","v":"Tab"},{"$f":"C666","v":"Stunden"},"Kond-WRG",{"$f":"D666","v":"Freecooling"},"Leistung RK","Strom","Anzahl Ventilatoren","Anzahl Rückkühler","Anzahl Rückkühler",{"$f":"B732","v":"Stunden"},"Kond-WRG",{"$f":"J666","v":"Freecooling"},"Leistung RK","Strom","Anzahl Ventilatoren","Anzahl Rückkühler","Anzahl Rückkühler"]
[{"$f":"A667","v":"[°C]"},{"$f":"C667","v":"[h]"},"[kWh]",{"$f":"D667","v":"[kWh]"},"[kW]","[kWh]","[Anz.]","[Anz.]","[Anz.]",{"$f":"B733","v":"[h]"},"[kWh]",{"$f":"J667","v":"[kWh]"},"[kW]","[kWh]","[Anz.]","[Anz.]","[Anz.]"]
[]
[{"$f":"A668","v":-25},{"$f":"C668","v":0},{"$f":"E668-G668","v":{"$error":"#VALUE!"}},{"$f":"D668","v":{"$error":"#VALUE!"}},{"$f":"IF(B735>0,IF(C735>0,C735/B735,D735/B735),0)","v":0},{"$f":"F$52*B735","v":0},{"$f":"ROUNDUP(E735/$C$799,0)","v":{"$error":"#DIV/0!"}},{"$f":"ROUNDUP(E735/C$798,0)","v":{"$error":"#DIV/0!"}},{"$f":"MIN(G735,F$44)","v":{"$error":"#DIV/0!"}},{"$f":"B735","v":0},{"$f":"K668-M668","v":{"$error":"#VALUE!"}},{"$f":"J668","v":{"$error":"#VALUE!"}},{"$f":"IF(J735>0,IF(K735>0,K735/J735,L735/J735),0)","v":0},{"$f":"G$52*J735","v":0},{"$f":"ROUNDUP(M735/$L$799,0)","v":{"$error":"#DIV/0!"}},{"$f":"ROUNDUP(M735/L$798,0)","v":{"$error":"#DIV/0!"}},{"$f":"MIN(O735,G$44)","v":{"$error":"#DIV/0!"}}]
[-24,{"$f":"C669","v":0},{"$error":"#VALUE!"},{"$error":"#VALUE!"},{"$f":"IF(B736>0,IF(C736>0,C736/B736,D736/B736),0)","v":0},0,{"$error":"#DIV/0!"},{"$error":"#DIV/0!"},{"$error":"#DIV/0!"},0,{"$error":"#VALUE!"},{"$error":"#VALUE!"},{"$f":"IF(J736>0,IF(K736>0,K736/J736,L736/J736),0)","v":0},0,{"$error":"#DIV/0!"},{"$error":"#DIV/0!"},{"$error":"#DIV/0!"}]
[-23,0,{"$error":"#VALUE!"},{"$error":"#VALUE!"},0,0,{"$error":"#DIV/0!"},{"$error":"#DIV/0!"},{"$error":"#DIV/0!"},0,{"$error":"#VALUE!"},{"$error":"#VALUE!"},0,0,{"$error":"#DIV/0!"},{"$error":"#DIV/0!"},{"$error":"#DIV/0!"}]
[-22,0,{"$error":"#VALUE!"},{"$error":"#VALUE!"},0,0,{"$error":"#DIV/0!"},{"$error":"#DIV/0!"},{"$error":"#DIV/0!"},0,{"$error":"#VALUE!"},{"$error":"#VALUE!"},0,0,{"$error":"#DIV/0!"},{"$error":"#DIV/0!"},{"$error":"#DIV/0!"}]
[-21,0,{"$error":"#VALUE!"},{"$error":"#VALUE!"},0,0,{"$error":"#DIV/0!"},{"$error":"#DIV/0!"},{"$error":"#DIV/0!"},0,{"$error":"#VALUE!"},{"$error":"#VALUE!"},0,0,{"$error":"#DIV/0!"},{"$error":"#DIV/0!"},{"$error":"#DIV/0!"}]
[-20,0,{"$error":"#VALUE!"},{"$error":"#VALUE!"},0,0,{"$error":"#DIV/0!"},{"$error":"#DIV/0!"},{"$error":"#DIV/0!"},0,{"$error":"#VALUE!"},{"$error":"#VALUE!"},0,0,{"$error":"#DIV/0!"},{"$error":"#DIV/0!"},{"$error":"#DIV/0!"}]
[-19,0,{"$error":"#VALUE!"},{"$error":"#VALUE!"},0,0,{"$error":"#DIV/0!"},{"$error":"#DIV/0!"},{"$error":"#DIV/0!"},0,{"$error":"#VALUE!"},{"$error":"#VALUE!"},0,0,{"$error":"#DIV/0!"},{"$error":"#DIV/0!"},{"$error":"#DIV/0!"}]
[-18,0,{"$error":"#VALUE!"},{"$error":"#VALUE!"},0,0,{"$error":"#DIV/0!"},{"$error":"#DIV/0!"},{"$error":"#DIV/0!"},0,{"$error":"#VALUE!"},{"$error":"#VALUE!"},0,0,{"$error":"#DIV/0!"},{"$error":"#DIV/0!"},{"$error":"#DIV/0!"}]
[-17,0,{"$error":"#VALUE!"},{"$error":"#VALUE!"},0,0,{"$error":"#DIV/0!"},{"$error":"#DIV/0!"},{"$error":"#DIV/0!"},0,{"$error":"#VALUE!"},{"$error":"#VALUE!"},0,0,{"$error":"#DIV/0!"},{"$error":"#DIV/0!"},{"$error":"#DIV/0!"}]
[-16,0,{"$error":"#VALUE!"},{"$error":"#VALUE!"},0,0,{"$error":"#DIV/0!"},{"$error":"#DIV/0!"},{"$error":"#DIV/0!"},0,{"$error":"#VALUE!"},{"$error":"#VALUE!"},0,0,{"$error":"#DIV/0!"},{"$error":"#DIV/0!"},{"$error":"#DIV/0!"}]
[-15,0,{"$error":"#VALUE!"},{"$error":"#VALUE!"},0,0,{"$error":"#DIV/0!"},{"$error":"#DIV/0!"},{"$error":"#DIV/0!"},0,{"$error":"#VALUE!"},{"$error":"#VALUE!"},0,0,{"$error":"#DIV/0!"},{"$error":"#DIV/0!"},{"$error":"#DIV/0!"}]
[-14,0,{"$error":"#VALUE!"},{"$error":"#VALUE!"},0,0,{"$error":"#DIV/0!"},{"$error":"#DIV/0!"},{"$error":"#DIV/0!"},0,{"$error":"#VALUE!"},{"$error":"#VALUE!"},0,0,{"$error":"#DIV/0!"},{"$error":"#DIV/0!"},{"$error":"#DIV/0!"}]
[-13,0,{"$error":"#VALUE!"},{"$error":"#VALUE!"},0,0,{"$error":"#DIV/0!"},{"$error":"#DIV/0!"},{"$error":"#DIV/0!"},0,{"$error":"#VALUE!"},{"$error":"#VALUE!"},0,0,{"$error":"#DIV/0!"},{"$error":"#DIV/0!"},{"$error":"#DIV/0!"}]
[-12,{"$f":"C681","v":0},{"$error":"#VALUE!"},{"$error":"#VALUE!"},0,0,{"$error":"#DIV/0!"},{"$error":"#DIV/0!"},{"$error":"#DIV/0!"},0,{"$error":"#VALUE!"},{"$error":"#VALUE!"},0,0,{"$error":"#DIV/0!"},{"$error":"#DIV/0!"},{"$error":"#DIV/0!"}]
[-11,0,{"$error":"#VALUE!"},{"$error":"#VALUE!"},0,0,{"$error":"#DIV/0!"},{"$error":"#DIV/0!"},{"$error":"#DIV/0!"},0,{"$error":"#VALUE!"},{"$error":"#VALUE!"},0,0,{"$error":"#DIV/0!"},{"$error":"#DIV/0!"},{"$error":"#DIV/0!"}]
[-10,0,{"$error":"#VALUE!"},{"$error":"#VALUE!"},0,0,{"$error":"#DIV/0!"},{"$error":"#DIV/0!"},{"$error":"#DIV/0!"},0,{"$error":"#VALUE!"},{"$error":"#VALUE!"},0,0,{"$error":"#DIV/0!"},{"$error":"#DIV/0!"},{"$error":"#DIV/0!"}]
[-9,0,{"$error":"#VALUE!"},{"$error":"#VALUE!"},{"$f":"IF(B751>0,IF(C751>0,C751/B751,D751/B751),0)","v":0},0,{"$error":"#DIV/0!"},{"$error":"#DIV/0!"},{"$error":"#DIV/0!"},0,{"$error":"#VALUE!"},{"$error":"#VALUE!"},0,0,{"$error":"#DIV/0!"},{"$error":"#DIV/0!"},{"$error":"#DIV/0!"}]
[-8,0,{"$error":"#VALUE!"},{"$error":"#VALUE!"},0,0,{"$error":"#DIV/0!"},{"$error":"#DIV/0!"},{"$error":"#DIV/0!"},0,{"$error":"#VALUE!"},{"$error":"#VALUE!"},0,0,{"$error":"#DIV/0!"},{"$error":"#DIV/0!"},{"$error":"#DIV/0!"}]
[-7,0,{"$error":"#VALUE!"},{"$error":"#VALUE!"},0,0,{"$error":"#DIV/0!"},{"$error":"#DIV/0!"},{"$error":"#DIV/0!"},0,{"$error":"#VALUE!"},{"$error":"#VALUE!"},0,0,{"$error":"#DIV/0!"},{"$error":"#DIV/0!"},{"$error":"#DIV/0!"}]
[-6,0,{"$error":"#VALUE!"},{"$error":"#VALUE!"},0,0,{"$error":"#DIV/0!"},{"$error":"#DIV/0!"},{"$error":"#DIV/0!"},0,{"$error":"#VALUE!"},{"$error":"#VALUE!"},0,0,{"$error":"#DIV/0!"},{"$error":"#DIV/0!"},{"$error":"#DIV/0!"}]
[-5,0,{"$error":"#VALUE!"},{"$error":"#VALUE!"},0,0,{"$error":"#DIV/0!"},{"$error":"#DIV/0!"},{"$error":"#DIV/0!"},0,{"$error":"#VALUE!"},{"$error":"#VALUE!"},0,0,{"$error":"#DIV/0!"},{"$error":"#DIV/0!"},{"$error":"#DIV/0!"}]
[-4,0,{"$error":"#VALUE!"},{"$error":"#VALUE!"},0,0,{"$error":"#DIV/0!"},{"$error":"#DIV/0!"},{"$error":"#DIV/0!"},0,{"$error":"#VALUE!"},{"$error":"#VALUE!"},0,0,{"$error":"#DIV/0!"},{"$error":"#DIV/0!"},{"$error":"#DIV/0!"}]
[-3,0,{"$error":"#VALUE!"},{"$error":"#VALUE!"},0,0,{"$error":"#DIV/0!"},{"$error":"#DIV/0!"},{"$error":"#DIV/0!"},0,{"$error":"#VALUE!"},{"$error":"#VALUE!"},0,0,{"$error":"#DIV/0!"},{"$error":"#DIV/0!"},{"$error":"#DIV/0!"}]
[-2,0,{"$error":"#VALUE!"},{"$error":"#VALUE!"},0,0,{"$error":"#DIV/0!"},{"$error":"#DIV/0!"},{"$error":"#DIV/0!"},0,{"$error":"#VALUE!"},{"$error":"#VALUE!"},0,0,{"$error":"#DIV/0!"},{"$error":"#DIV/0!"},{"$error":"#DIV/0!"}]
[-1,0,{"$error":"#VALUE!"},{"$error":"#VALUE!"},0,0,{"$error":"#DIV/0!"},{"$error":"#DIV/0!"},{"$error":"#DIV/0!"},0,{"$error":"#VALUE!"},{"$error":"#VALUE!"},0,0,{"$error":"#DIV/0!"},{"$error":"#DIV/0!"},{"$error":"#DIV/0!"}]
[0,0,{"$error":"#VALUE!"},{"$error":"#VALUE!"},0,0,{"$error":"#DIV/0!"},{"$error":"#DIV/0!"},{"$error":"#DIV/0!"},0,{"$error":"#VALUE!"},{"$error":"#VALUE!"},0,0,{"$error":"#DIV/0!"},{"$error":"#DIV/0!"},{"$error":"#DIV/0!"}]
[1,0,{"$error":"#VALUE!"},{"$error":"#VALUE!"},0,0,{"$error":"#DIV/0!"},{"$error":"#DIV/0!"},{"$error":"#DIV/0!"},0,{"$error":"#VALUE!"},{"$error":"#VALUE!"},0,0,{"$error":"#DIV/0!"},{"$error":"#DIV/0!"},{"$error":"#DIV/0!"}]
[2,0,{"$error":"#VALUE!"},{"$error":"#VALUE!"},0,0,{"$error":"#DIV/0!"},{"$error":"#DIV/0!"},{"$error":"#DIV/0!"},0,{"$error":"#VALUE!"},{"$error":"#VALUE!"},0,0,{"$error":"#DIV/0!"},{"$error":"#DIV/0!"},{"$error":"#DIV/0!"}]
[3,0,{"$error":"#VALUE!"},{"$error":"#VALUE!"},0,0,{"$error":"#DIV/0!"},{"$error":"#DIV/0!"},{"$error":"#DIV/0!"},0,{"$error":"#VALUE!"},{"$error":"#VALUE!"},0,0,{"$error":"#DIV/0!"},{"$error":"#DIV/0!"},{"$error":"#DIV/0!"}]
[4,0,{"$error":"#VALUE!"},{"$error":"#VALUE!"},0,0,{"$error":"#DIV/0!"},{"$error":"#DIV/0!"},{"$error":"#DIV/0!"},0,{"$error":"#VALUE!"},{"$error":"#VALUE!"},0,0,{"$error":"#DIV/0!"},{"$error":"#DIV/0!"},{"$error":"#DIV/0!"}]
[5,0,{"$error":"#VALUE!"},{"$error":"#VALUE!"},0,0,{"$error":"#DIV/0!"},{"$error":"#DIV/0!"},{"$error":"#DIV/0!"},0,{"$error":"#VALUE!"},{"$error":"#VALUE!"},0,0,{"$error":"#DIV/0!"},{"$error":"#DIV/0!"},{"$error":"#DIV/0!"}]
[6,0,{"$error":"#VALUE!"},{"$error":"#VALUE!"},0,0,{"$error":"#DIV/0!"},{"$error":"#DIV/0!"},{"$error":"#DIV/0!"},0,{"$error":"#VALUE!"},{"$error":"#VALUE!"},0,0,{"$error":"#DIV/0!"},{"$error":"#DIV/0!"},{"$error":"#DIV/0!"}]
[{"$f":"A700","v":7},{"$f":"C700","v":0},{"$f":"E700-G700","v":{"$error":"#VALUE!"}},{"$f":"D700","v":{"$error":"#VALUE!"}},0,{"$f":"F$52*B767","v":0},{"$f":"ROUNDUP(E767/$C$799,0)","v":{"$error":"#DIV/0!"}},{"$f":"ROUNDUP(E767/C$798,0)","v":{"$error":"#DIV/0!"}},{"$f":"MIN(G767,F$44)","v":{"$error":"#DIV/0!"}},{"$f":"B767","v":0},{"$f":"K700-M700","v":{"$error":"#VALUE!"}},{"$f":"J700","v":{"$error":"#VALUE!"}},0,{"$f":"G$52*J767","v":0},{"$f":"ROUNDUP(M767/$L$799,0)","v":{"$error":"#DIV/0!"}},{"$f":"ROUNDUP(M767/L$798,0)","v":{"$error":"#DIV/0!"}},{"$f":"MIN(O767,G$44)","v":{"$error":"#DIV/0!"}}]
[8,0,{"$error":"#VALUE!"},{"$error":"#VALUE!"},0,0,{"$error":"#DIV/0!"},{"$error":"#DIV/0!"},{"$error":"#DIV/0!"},0,{"$error":"#VALUE!"},{"$error":"#VALUE!"},0,0,{"$error":"#DIV/0!"},{"$error":"#DIV/0!"},{"$error":"#DIV/0!"}]
[9,0,{"$error":"#VALUE!"},{"$error":"#VALUE!"},0,0,{"$error":"#DIV/0!"},{"$error":"#DIV/0!"},{"$error":"#DIV/0!"},0,{"$error":"#VALUE!"},{"$error":"#VALUE!"},0,0,{"$error":"#DIV/0!"},{"$error":"#DIV/0!"},{"$error":"#DIV/0!"}]
[10,0,{"$error":"#VALUE!"},{"$error":"#VALUE!"},0,0,{"$error":"#DIV/0!"},{"$error":"#DIV/0!"},{"$error":"#DIV/0!"},0,{"$error":"#VALUE!"},{"$error":"#VALUE!"},0,0,{"$error":"#DIV/0!"},{"$error":"#DIV/0!"},{"$error":"#DIV/0!"}]
[11,0,{"$error":"#VALUE!"},{"$error":"#VALUE!"},0,0,{"$error":"#DIV/0!"},{"$error":"#DIV/0!"},{"$error":"#DIV/0!"},0,{"$error":"#VALUE!"},{"$error":"#VALUE!"},0,0,{"$error":"#DIV/0!"},{"$error":"#DIV/0!"},{"$error":"#DIV/0!"}]
[12,0,{"$error":"#VALUE!"},{"$error":"#VALUE!"},0,0,{"$error":"#DIV/0!"},{"$error":"#DIV/0!"},{"$error":"#DIV/0!"},0,{"$error":"#VALUE!"},{"$error":"#VALUE!"},0,0,{"$error":"#DIV/0!"},{"$error":"#DIV/0!"},{"$error":"#DIV/0!"}]
[13,0,{"$error":"#VALUE!"},{"$error":"#VALUE!"},0,0,{"$error":"#DIV/0!"},{"$error":"#DIV/0!"},{"$error":"#DIV/0!"},0,{"$error":"#VALUE!"},{"$error":"#VALUE!"},0,0,{"$error":"#DIV/0!"},{"$error":"#DIV/0!"},{"$error":"#DIV/0!"}]
[14,0,{"$error":"#VALUE!"},{"$error":"#VALUE!"},{"$f":"IF(B774>0,IF(C774>0,C774/B774,D774/B774),0)","v":0},0,{"$error":"#DIV/0!"},{"$error":"#DIV/0!"},{"$error":"#DIV/0!"},0,{"$error":"#VALUE!"},{"$error":"#VALUE!"},{"$f":"IF(J774>0,IF(K774>0,K774/J774,L774/J774),0)","v":0},0,{"$error":"#DIV/0!"},{"$error":"#DIV/0!"},{"$error":"#DIV/0!"}]
[15,0,{"$error":"#VALUE!"},{"$error":"#VALUE!"},0,0,{"$error":"#DIV/0!"},{"$error":"#DIV/0!"},{"$error":"#DIV/0!"},0,{"$error":"#VALUE!"},{"$error":"#VALUE!"},0,0,{"$error":"#DIV/0!"},{"$error":"#DIV/0!"},{"$error":"#DIV/0!"}]
[16,0,{"$error":"#VALUE!"},{"$error":"#VALUE!"},0,0,{"$error":"#DIV/0!"},{"$error":"#DIV/0!"},{"$error":"#DIV/0!"},0,{"$error":"#VALUE!"},{"$error":"#VALUE!"},0,0,{"$error":"#DIV/0!"},{"$error":"#DIV/0!"},{"$error":"#DIV/0!"}]
[17,0,{"$error":"#VALUE!"},{"$error":"#VALUE!"},0,0,{"$error":"#DIV/0!"},{"$error":"#DIV/0!"},{"$error":"#DIV/0!"},0,{"$error":"#VALUE!"},{"$error":"#VALUE!"},0,0,{"$error":"#DIV/0!"},{"$error":"#DIV/0!"},{"$error":"#DIV/0!"}]
[18,0,{"$error":"#VALUE!"},{"$error":"#VALUE!"},0,0,{"$error":"#DIV/0!"},{"$error":"#DIV/0!"},{"$error":"#DIV/0!"},0,{"$error":"#VALUE!"},{"$error":"#VALUE!"},0,0,{"$error":"#DIV/0!"},{"$error":"#DIV/0!"},{"$error":"#DIV/0!"}]
[19,0,{"$error":"#VALUE!"},{"$error":"#VALUE!"},0,0,{"$error":"#DIV/0!"},{"$error":"#DIV/0!"},{"$error":"#DIV/0!"},0,{"$error":"#VALUE!"},{"$error":"#VALUE!"},0,0,{"$error":"#DIV/0!"},{"$error":"#DIV/0!"},{"$error":"#DIV/0!"}]
[20,0,{"$error":"#VALUE!"},{"$error":"#VALUE!"},0,0,{"$error":"#DIV/0!"},{"$error":"#DIV/0!"},{"$error":"#DIV/0!"},0,{"$error":"#VALUE!"},{"$error":"#VALUE!"},0,0,{"$error":"#DIV/0!"},{"$error":"#DIV/0!"},{"$error":"#DIV/0!"}]
[21,0,{"$error":"#VALUE!"},{"$error":"#VALUE!"},0,0,{"$error":"#DIV/0!"},{"$error":"#DIV/0!"},{"$error":"#DIV/0!"},0,{"$error":"#VALUE!"},{"$error":"#VALUE!"},0,0,{"$error":"#DIV/0!"},{"$error":"#DIV/0!"},{"$error":"#DIV/0!"}]
[22,0,{"$error":"#VALUE!"},{"$error":"#VALUE!"},0,0,{"$error":"#DIV/0!"},{"$error":"#DIV/0!"},{"$error":"#DIV/0!"},0,{"$error":"#VALUE!"},{"$error":"#VALUE!"},0,0,{"$error":"#DIV/0!"},{"$error":"#DIV/0!"},{"$error":"#DIV/0!"}]
[23,0,{"$error":"#VALUE!"},{"$error":"#VALUE!"},0,0,{"$error":"#DIV/0!"},{"$error":"#DIV/0!"},{"$error":"#DIV/0!"},0,{"$error":"#VALUE!"},{"$error":"#VALUE!"},0,0,{"$error":"#DIV/0!"},{"$error":"#DIV/0!"},{"$error":"#DIV/0!"}]
[24,0,{"$error":"#VALUE!"},{"$error":"#VALUE!"},0,0,{"$error":"#DIV/0!"},{"$error":"#DIV/0!"},{"$error":"#DIV/0!"},0,{"$error":"#VALUE!"},{"$error":"#VALUE!"},0,0,{"$error":"#DIV/0!"},{"$error":"#DIV/0!"},{"$error":"#DIV/0!"}]
[25,0,{"$error":"#VALUE!"},{"$error":"#VALUE!"},0,0,{"$error":"#DIV/0!"},{"$error":"#DIV/0!"},{"$error":"#DIV/0!"},0,{"$error":"#VALUE!"},{"$error":"#VALUE!"},0,0,{"$error":"#DIV/0!"},{"$error":"#DIV/0!"},{"$error":"#DIV/0!"}]
[26,0,{"$error":"#VALUE!"},{"$error":"#VALUE!"},0,0,{"$error":"#DIV/0!"},{"$error":"#DIV/0!"},{"$error":"#DIV/0!"},0,{"$error":"#VALUE!"},{"$error":"#VALUE!"},0,0,{"$error":"#DIV/0!"},{"$error":"#DIV/0!"},{"$error":"#DIV/0!"}]
[27,0,{"$error":"#VALUE!"},{"$error":"#VALUE!"},0,0,{"$error":"#DIV/0!"},{"$error":"#DIV/0!"},{"$error":"#DIV/0!"},0,{"$error":"#VALUE!"},{"$error":"#VALUE!"},0,0,{"$error":"#DIV/0!"},{"$error":"#DIV/0!"},{"$error":"#DIV/0!"}]
[28,0,{"$error":"#VALUE!"},{"$error":"#VALUE!"},0,0,{"$error":"#DIV/0!"},{"$error":"#DIV/0!"},{"$error":"#DIV/0!"},0,{"$error":"#VALUE!"},{"$error":"#VALUE!"},0,0,{"$error":"#DIV/0!"},{"$error":"#DIV/0!"},{"$error":"#DIV/0!"}]
[29,0,{"$error":"#VALUE!"},{"$error":"#VALUE!"},0,0,{"$error":"#DIV/0!"},{"$error":"#DIV/0!"},{"$error":"#DIV/0!"},0,{"$error":"#VALUE!"},{"$error":"#VALUE!"},0,0,{"$error":"#DIV/0!"},{"$error":"#DIV/0!"},{"$error":"#DIV/0!"}]
[30,0,{"$error":"#VALUE!"},{"$error":"#VALUE!"},0,0,{"$error":"#DIV/0!"},{"$error":"#DIV/0!"},{"$error":"#DIV/0!"},0,{"$error":"#VALUE!"},{"$error":"#VALUE!"},0,0,{"$error":"#DIV/0!"},{"$error":"#DIV/0!"},{"$error":"#DIV/0!"}]
[31,0,{"$error":"#VALUE!"},{"$error":"#VALUE!"},0,0,{"$error":"#DIV/0!"},{"$error":"#DIV/0!"},{"$error":"#DIV/0!"},0,{"$error":"#VALUE!"},{"$error":"#VALUE!"},0,0,{"$error":"#DIV/0!"},{"$error":"#DIV/0!"},{"$error":"#DIV/0!"}]
[32,0,{"$error":"#VALUE!"},{"$error":"#VALUE!"},0,0,{"$error":"#DIV/0!"},{"$error":"#DIV/0!"},{"$error":"#DIV/0!"},0,{"$error":"#VALUE!"},{"$error":"#VALUE!"},0,0,{"$error":"#DIV/0!"},{"$error":"#DIV/0!"},{"$error":"#DIV/0!"}]
[33,0,{"$error":"#VALUE!"},{"$error":"#VALUE!"},0,0,{"$error":"#DIV/0!"},{"$error":"#DIV/0!"},{"$error":"#DIV/0!"},0,{"$error":"#VALUE!"},{"$error":"#VALUE!"},0,0,{"$error":"#DIV/0!"},{"$error":"#DIV/0!"},{"$error":"#DIV/0!"}]
[34,0,{"$error":"#VALUE!"},{"$error":"#VALUE!"},0,0,{"$error":"#DIV/0!"},{"$error":"#DIV/0!"},{"$error":"#DIV/0!"},0,{"$error":"#VALUE!"},{"$error":"#VALUE!"},0,0,{"$error":"#DIV/0!"},{"$error":"#DIV/0!"},{"$error":"#DIV/0!"}]
[35,0,{"$error":"#VALUE!"},{"$error":"#VALUE!"},0,0,{"$error":"#DIV/0!"},{"$error":"#DIV/0!"},{"$error":"#DIV/0!"},0,{"$error":"#VALUE!"},{"$error":"#VALUE!"},0,0,{"$error":"#DIV/0!"},{"$error":"#DIV/0!"},{"$error":"#DIV/0!"}]
[null,{"$f":"SUM(B735:B795)","v":0},null,null,null,{"$f":"SUM(F735:F795)","v":0},null,null,null,null,{"$f":"SUM(K735:K795)","v":{"$error":"#VALUE!"}},null,null,{"$f":"SUM(N735:N795)","v":0}]
[]
["Rückkühler","Leistungsbereiche",{"$f":"MAX(E735:E795)/F44","v":0},"kW/Einheit",null,null,null,null,null,"Rückkühler","Leistungsbereiche",{"$f":"C798","v":0},"kW/Einheit"]
["Ventilator","Leistungsbereiche",{"$f":"MAX(E735:E795)/F48","v":0},"kW/Einheit",null,null,null,null,null,"Ventilator","Leistungsbereiche",{"$f":"MAX(M735:M795)/G48","v":0},"kW/Einheit"]
[null,"seriell",null,null,"parallel",null,null,null,null,null,"seriell",null,null,"parallel"]
[]
[null,null,"Erhöter Verbr. ",null,"Erhöter Verbr. ",null,null,"Erhöter Verbr. ",null,"Erhöter Verbr. "]
[null,"Rückkühler","Hybrid ohne Wasser","Rückkühler","Hybrid ohne Wasser","Gemäss Auswahl","Rückkühler","Hybrid ohne Wasser","Rückkühler","Hybrid ohne Wasser","Gemäss Auswahl"]
[{"$f":"A872","v":"Tab"},"Strom Ventilatoren","Strom Venti","Strom Venti","Strom Venti","Strom Venti","Strom Ventilatoren","Strom Venti","Strom Venti","Strom Venti","Strom Venti"]
[{"$f":"A873","v":"[°C]"},"[kWh]","[kWh]","[kWh]","[kWh]","[kWh]","[kWh]","[kWh]","[kWh]","[kWh]","[kWh]"]
[{"$f":"#REF!","v":{"$error":"#REF!"}}]
[{"$f":"A874","v":-25},{"$f":"G735*F$49*B735","v":{"$error":"#DIV/0!"}},{"$f":"B807*(1/(35.1-A807))^3/(1/(45-A807))^3","v":{"$error":"#DIV/0!"}},{"$f":"IF(AND(F$13=ja,A807>(E$47-E$79)),B807,IF(H735>0,(1/I735)^3/(1/H735)^3*B807,0))","v":{"$error":"#DIV/0!"}},{"$f":"D807*(1/(35.1-A807))^3/(1/(45-A807))^3","v":{"$error":"#DIV/0!"}},{"$f":"IF(F$50=Seriell,IF(OR(F$43=Trocken,F$43=Nass,F$43=Hybridstrom),B807,IF(F$43=Hybridwasser,IF(C946<0.5,C807,B807),0)),IF(OR(F$43=Trocken,F$43=Nass,F$43=Hybridstrom),D807,IF(F$43=Hybridwasser,IF(C946<0.5,E807,D807))))","v":false},{"$f":"O735*G$49*J735","v":{"$error":"#DIV/0!"}},{"$f":"G807*(1/(35.1-A807))^3/(1/(45-A807))^3","v":{"$error":"#DIV/0!"}},{"$f":"IF(AND(G$13=ja,A807>(G$47-F$79)),G807,IF(P735>0,(1/Q735)^3/(1/P735)^3*G807,0))","v":{"$error":"#DIV/0!"}},{"$f":"I807*(1/(35.1-A807))^3/(1/(45-A807))^3","v":{"$error":"#DIV/0!"}},{"$f":"IF(G$50=Seriell,IF(OR(G$43=Trocken,G$43=Nass,G$43=Hybridstrom),G807,IF(G$43=Hybridwasser,IF(I946<0.5,H807,G807),0)),IF(OR(G$43=Trocken,G$43=Nass,G$43=Hybridstrom),I807,IF(G$43=Hybridwasser,IF(I946<0.5,J807,I807))))","v":false}]
[-24,{"$error":"#DIV/0!"},{"$error":"#DIV/0!"},{"$error":"#DIV/0!"},{"$error":"#DIV/0!"},false,{"$error":"#DIV/0!"},{"$error":"#DIV/0!"},{"$error":"#DIV/0!"},{"$error":"#DIV/0!"},false]
[-23,{"$error":"#DIV/0!"},{"$error":"#DIV/0!"},{"$error":"#DIV/0!"},{"$error":"#DIV/0!"},false,{"$error":"#DIV/0!"},{"$error":"#DIV/0!"},{"$error":"#DIV/0!"},{"$error":"#DIV/0!"},false]
[-22,{"$error":"#DIV/0!"},{"$error":"#DIV/0!"},{"$error":"#DIV/0!"},{"$error":"#DIV/0!"},false,{"$error":"#DIV/0!"},{"$error":"#DIV/0!"},{"$error":"#DIV/0!"},{"$error":"#DIV/0!"},false]
[-21,{"$error":"#DIV/0!"},{"$error":"#DIV/0!"},{"$error":"#DIV/0!"},{"$error":"#DIV/0!"},false,{"$error":"#DIV/0!"},{"$error":"#DIV/0!"},{"$error":"#DIV/0!"},{"$error":"#DIV/0!"},false]
[-20,{"$error":"#DIV/0!"},{"$error":"#DIV/0!"},{"$error":"#DIV/0!"},{"$error":"#DIV/0!"},false,{"$error":"#DIV/0!"},{"$error":"#DIV/0!"},{"$error":"#DIV/0!"},{"$error":"#DIV/0!"},false]
[-19,{"$error":"#DIV/0!"},{"$error":"#DIV/0!"},{"$error":"#DIV/0!"},{"$error":"#DIV/0!"},false,{"$error":"#DIV/0!"},{"$error":"#DIV/0!"},{"$error":"#DIV/0!"},{"$error":"#DIV/0!"},false]
[-18,{"$error":"#DIV/0!"},{"$error":"#DIV/0!"},{"$error":"#DIV/0!"},{"$error":"#DIV/0!"},false,{"$error":"#DIV/0!"},{"$error":"#DIV/0!"},{"$error":"#DIV/0!"},{"$error":"#DIV/0!"},false]
[-17,{"$error":"#DIV/0!"},{"$error":"#DIV/0!"},{"$error":"#DIV/0!"},{"$error":"#DIV/0!"},false,{"$error":"#DIV/0!"},{"$error":"#DIV/0!"},{"$error":"#DIV/0!"},{"$error":"#DIV/0!"},false]
[-16,{"$error":"#DIV/0!"},{"$error":"#DIV/0!"},{"$error":"#DIV/0!"},{"$error":"#DIV/0!"},false,{"$error":"#DIV/0!"},{"$error":"#DIV/0!"},{"$error":"#DIV/0!"},{"$error":"#DIV/0!"},false]
[-15,{"$error":"#DIV/0!"},{"$error":"#DIV/0!"},{"$error":"#DIV/0!"},{"$error":"#DIV/0!"},false,{"$error":"#DIV/0!"},{"$error":"#DIV/0!"},{"$error":"#DIV/0!"},{"$error":"#DIV/0!"},false]
[-14,{"$error":"#DIV/0!"},{"$error":"#DIV/0!"},{"$error":"#DIV/0!"},{"$error":"#DIV/0!"},false,{"$error":"#DIV/0!"},{"$error":"#DIV/0!"},{"$error":"#DIV/0!"},{"$error":"#DIV/0!"},false]
[-13,{"$error":"#DIV/0!"},{"$error":"#DIV/0!"},{"$error":"#DIV/0!"},{"$error":"#DIV/0!"},false,{"$error":"#DIV/0!"},{"$error":"#DIV/0!"},{"$error":"#DIV/0!"},{"$error":"#DIV/0!"},false]
[-12,{"$error":"#DIV/0!"},{"$error":"#DIV/0!"},{"$error":"#DIV/0!"},{"$error":"#DIV/0!"},false,{"$error":"#DIV/0!"},{"$error":"#DIV/0!"},{"$error":"#DIV/0!"},{"$error":"#DIV/0!"},false]
[-11,{"$error":"#DIV/0!"},{"$error":"#DIV/0!"},{"$error":"#DIV/0!"},{"$error":"#DIV/0!"},false,{"$error":"#DIV/0!"},{"$error":"#DIV/0!"},{"$error":"#DIV/0!"},{"$error":"#DIV/0!"},false]
[-10,{"$error":"#DIV/0!"},{"$error":"#DIV/0!"},{"$error":"#DIV/0!"},{"$error":"#DIV/0!"},false,{"$error":"#DIV/0!"},{"$error":"#DIV/0!"},{"$error":"#DIV/0!"},{"$error":"#DIV/0!"},false]
[-9,{"$error":"#DIV/0!"},{"$error":"#DIV/0!"},{"$error":"#DIV/0!"},{"$error":"#DIV/0!"},false,{"$error":"#DIV/0!"},{"$error":"#DIV/0!"},{"$error":"#DIV/0!"},{"$error":"#DIV/0!"},false]
[-8,{"$error":"#DIV/0!"},{"$error":"#DIV/0!"},{"$error":"#DIV/0!"},{"$error":"#DIV/0!"},false,{"$error":"#DIV/0!"},{"$error":"#DIV/0!"},{"$error":"#DIV/0!"},{"$error":"#DIV/0!"},false]
[-7,{"$error":"#DIV/0!"},{"$error":"#DIV/0!"},{"$error":"#DIV/0!"},{"$error":"#DIV/0!"},false,{"$error":"#DIV/0!"},{"$error":"#DIV/0!"},{"$error":"#DIV/0!"},{"$error":"#DIV/0!"},false]
[-6,{"$error":"#DIV/0!"},{"$error":"#DIV/0!"},{"$error":"#DIV/0!"},{"$error":"#DIV/0!"},false,{"$error":"#DIV/0!"},{"$error":"#DIV/0!"},{"$error":"#DIV/0!"},{"$error":"#DIV/0!"},false]
[-5,{"$error":"#DIV/0!"},{"$error":"#DIV/0!"},{"$error":"#DIV/0!"},{"$error":"#DIV/0!"},false,{"$error":"#DIV/0!"},{"$error":"#DIV/0!"},{"$error":"#DIV/0!"},{"$error":"#DIV/0!"},false]
[-4,{"$error":"#DIV/0!"},{"$error":"#DIV/0!"},{"$error":"#DIV/0!"},{"$error":"#DIV/0!"},false,{"$error":"#DIV/0!"},{"$error":"#DIV/0!"},{"$error":"#DIV/0!"},{"$error":"#DIV/0!"},false]
[-3,{"$error":"#DIV/0!"},{"$error":"#DIV/0!"},{"$error":"#DIV/0!"},{"$error":"#DIV/0!"},false,{"$error":"#DIV/0!"},{"$error":"#DIV/0!"},{"$error":"#DIV/0!"},{"$error":"#DIV/0!"},false]
[-2,{"$error":"#DIV/0!"},{"$error":"#DIV/0!"},{"$error":"#DIV/0!"},{"$error":"#DIV/0!"},false,{"$error":"#DIV/0!"},{"$error":"#DIV/0!"},{"$error":"#DIV/0!"},{"$error":"#DIV/0!"},false]
[-1,{"$error":"#DIV/0!"},{"$error":"#DIV/0!"},{"$error":"#DIV/0!"},{"$error":"#DIV/0!"},false,{"$error":"#DIV/0!"},{"$error":"#DIV/0!"},{"$error":"#DIV/0!"},{"$error":"#DIV/0!"},false]
[0,{"$error":"#DIV/0!"},{"$error":"#DIV/0!"},{"$error":"#DIV/0!"},{"$error":"#DIV/0!"},false,{"$error":"#DIV/0!"},{"$error":"#DIV/0!"},{"$error":"#DIV/0!"},{"$error":"#DIV/0!"},false]
[1,{"$error":"#DIV/0!"},{"$error":"#DIV/0!"},{"$error":"#DIV/0!"},{"$error":"#DIV/0!"},false,{"$error":"#DIV/0!"},{"$error":"#DIV/0!"},{"$error":"#DIV/0!"},{"$error":"#DIV/0!"},false]
[2,{"$error":"#DIV/0!"},{"$error":"#DIV/0!"},{"$error":"#DIV/0!"},{"$error":"#DIV/0!"},false,{"$error":"#DIV/0!"},{"$error":"#DIV/0!"},{"$error":"#DIV/0!"},{"$error":"#DIV/0!"},false]
[3,{"$error":"#DIV/0!"},{"$error":"#DIV/0!"},{"$error":"#DIV/0!"},{"$error":"#DIV/0!"},false,{"$error":"#DIV/0!"},{"$error":"#DIV/0!"},{"$error":"#DIV/0!"},{"$error":"#DIV/0!"},false]
[4,{"$error":"#DIV/0!"},{"$error":"#DIV/0!"},{"$error":"#DIV/0!"},{"$error":"#DIV/0!"},false,{"$error":"#DIV/0!"},{"$error":"#DIV/0!"},{"$error":"#DIV/0!"},{"$error":"#DIV/0!"},false]
[5,{"$error":"#DIV/0!"},{"$error":"#DIV/0!"},{"$error":"#DIV/0!"},{"$error":"#DIV/0!"},false,{"$error":"#DIV/0!"},{"$error":"#DIV/0!"},{"$error":"#DIV/0!"},{"$error":"#DIV/0!"},false]
[6,{"$error":"#DIV/0!"},{"$error":"#DIV/0!"},{"$error":"#DIV/0!"},{"$error":"#DIV/0!"},false,{"$error":"#DIV/0!"},{"$error":"#DIV/0!"},{"$error":"#DIV/0!"},{"$error":"#DIV/0!"},false]
[7,{"$f":"G767*F$49*B767","v":{"$error":"#DIV/0!"}},{"$f":"B839*(1/(35.1-A839))^3/(1/(45-A839))^3","v":{"$error":"#DIV/0!"}},{"$f":"IF(AND(F$13=ja,A839>(E$47-E$79)),B839,IF(H767>0,(1/I767)^3/(1/H767)^3*B839,0))","v":{"$error":"#DIV/0!"}},{"$f":"D839*(1/(35.1-A839))^3/(1/(45-A839))^3","v":{"$error":"#DIV/0!"}},{"$f":"IF(F$50=Seriell,IF(OR(F$43=Trocken,F$43=Nass,F$43=Hybridstrom),B839,IF(F$43=Hybridwasser,IF(C978<0.5,C839,B839),0)),IF(OR(F$43=Trocken,F$43=Nass,F$43=Hybridstrom),D839,IF(F$43=Hybridwasser,IF(C978<0.5,E839,D839))))","v":false},{"$f":"O767*G$49*J767","v":{"$error":"#DIV/0!"}},{"$f":"G839*(1/(35.1-A839))^3/(1/(45-A839))^3","v":{"$error":"#DIV/0!"}},{"$f":"IF(AND(G$13=ja,A839>(G$47-F$79)),G839,IF(P767>0,(1/Q767)^3/(1/P767)^3*G839,0))","v":{"$error":"#DIV/0!"}},{"$f":"I839*(1/(35.1-A839))^3/(1/(45-A839))^3","v":{"$error":"#DIV/0!"}},{"$f":"IF(G$50=Seriell,IF(OR(G$43=Trocken,G$43=Nass,G$43=Hybridstrom),G839,IF(G$43=Hybridwasser,IF(I978<0.5,H839,G839),0)),IF(OR(G$43=Trocken,G$43=Nass,G$43=Hybridstrom),I839,IF(G$43=Hybridwasser,IF(I978<0.5,J839,I839))))","v":false}]
[8,{"$error":"#DIV/0!"},{"$error":"#DIV/0!"},{"$error":"#DIV/0!"},{"$error":"#DIV/0!"},false,{"$error":"#DIV/0!"},{"$error":"#DIV/0!"},{"$error":"#DIV/0!"},{"$error":"#DIV/0!"},false]
[9,{"$error":"#DIV/0!"},{"$error":"#DIV/0!"},{"$error":"#DIV/0!"},{"$error":"#DIV/0!"},false,{"$error":"#DIV/0!"},{"$error":"#DIV/0!"},{"$error":"#DIV/0!"},{"$error":"#DIV/0!"},false]
[10,{"$error":"#DIV/0!"},{"$error":"#DIV/0!"},{"$error":"#DIV/0!"},{"$error":"#DIV/0!"},false,{"$error":"#DIV/0!"},{"$error":"#DIV/0!"},{"$error":"#DIV/0!"},{"$error":"#DIV/0!"},false]
[11,{"$error":"#DIV/0!"},{"$error":"#DIV/0!"},{"$error":"#DIV/0!"},{"$error":"#DIV/0!"},false,{"$error":"#DIV/0!"},{"$error":"#DIV/0!"},{"$error":"#DIV/0!"},{"$error":"#DIV/0!"},false]
[12,{"$error":"#DIV/0!"},{"$error":"#DIV/0!"},{"$error":"#DIV/0!"},{"$error":"#DIV/0!"},false,{"$error":"#DIV/0!"},{"$error":"#DIV/0!"},{"$error":"#DIV/0!"},{"$error":"#DIV/0!"},false]
[13,{"$error":"#DIV/0!"},{"$error":"#DIV/0!"},{"$error":"#DIV/0!"},{"$error":"#DIV/0!"},false,{"$error":"#DIV/0!"},{"$error":"#DIV/0!"},{"$error":"#DIV/0!"},{"$error":"#DIV/0!"},false]
[14,{"$error":"#DIV/0!"},{"$error":"#DIV/0!"},{"$error":"#DIV/0!"},{"$error":"#DIV/0!"},false,{"$error":"#DIV/0!"},{"$error":"#DIV/0!"},{"$error":"#DIV/0!"},{"$error":"#DIV/0!"},false]
[15,{"$error":"#DIV/0!"},{"$error":"#DIV/0!"},{"$error":"#DIV/0!"},{"$error":"#DIV/0!"},false,{"$error":"#DIV/0!"},{"$error":"#DIV/0!"},{"$error":"#DIV/0!"},{"$error":"#DIV/0!"},false]
[16,{"$error":"#DIV/0!"},{"$error":"#DIV/0!"},{"$error":"#DIV/0!"},{"$error":"#DIV/0!"},false,{"$error":"#DIV/0!"},{"$error":"#DIV/0!"},{"$error":"#DIV/0!"},{"$error":"#DIV/0!"},false]
[17,{"$error":"#DIV/0!"},{"$error":"#DIV/0!"},{"$error":"#DIV/0!"},{"$error":"#DIV/0!"},false,{"$error":"#DIV/0!"},{"$error":"#DIV/0!"},{"$error":"#DIV/0!"},{"$error":"#DIV/0!"},false]
[18,{"$error":"#DIV/0!"},{"$error":"#DIV/0!"},{"$error":"#DIV/0!"},{"$error":"#DIV/0!"},false,{"$error":"#DIV/0!"},{"$error":"#DIV/0!"},{"$error":"#DIV/0!"},{"$error":"#DIV/0!"},false]
[19,{"$error":"#DIV/0!"},{"$error":"#DIV/0!"},{"$error":"#DIV/0!"},{"$error":"#DIV/0!"},false,{"$error":"#DIV/0!"},{"$error":"#DIV/0!"},{"$error":"#DIV/0!"},{"$error":"#DIV/0!"},false]
[20,{"$error":"#DIV/0!"},{"$error":"#DIV/0!"},{"$error":"#DIV/0!"},{"$error":"#DIV/0!"},false,{"$error":"#DIV/0!"},{"$error":"#DIV/0!"},{"$error":"#DIV/0!"},{"$error":"#DIV/0!"},false]
[21,{"$error":"#DIV/0!"},{"$error":"#DIV/0!"},{"$error":"#DIV/0!"},{"$error":"#DIV/0!"},false,{"$error":"#DIV/0!"},{"$error":"#DIV/0!"},{"$error":"#DIV/0!"},{"$error":"#DIV/0!"},false]
[22,{"$error":"#DIV/0!"},{"$error":"#DIV/0!"},{"$error":"#DIV/0!"},{"$error":"#DIV/0!"},false,{"$error":"#DIV/0!"},{"$error":"#DIV/0!"},{"$error":"#DIV/0!"},{"$error":"#DIV/0!"},false]
[23,{"$error":"#DIV/0!"},{"$error":"#DIV/0!"},{"$error":"#DIV/0!"},{"$error":"#DIV/0!"},false,{"$error":"#DIV/0!"},{"$error":"#DIV/0!"},{"$error":"#DIV/0!"},{"$error":"#DIV/0!"},false]
[24,{"$error":"#DIV/0!"},{"$error":"#DIV/0!"},{"$error":"#DIV/0!"},{"$error":"#DIV/0!"},false,{"$error":"#DIV/0!"},{"$error":"#DIV/0!"},{"$error":"#DIV/0!"},{"$error":"#DIV/0!"},false]
[25,{"$error":"#DIV/0!"},{"$error":"#DIV/0!"},{"$error":"#DIV/0!"},{"$error":"#DIV/0!"},false,{"$error":"#DIV/0!"},{"$error":"#DIV/0!"},{"$error":"#DIV/0!"},{"$error":"#DIV/0!"},false]
[26,{"$error":"#DIV/0!"},{"$error":"#DIV/0!"},{"$error":"#DIV/0!"},{"$error":"#DIV/0!"},false,{"$error":"#DIV/0!"},{"$error":"#DIV/0!"},{"$error":"#DIV/0!"},{"$error":"#DIV/0!"},false]
[27,{"$error":"#DIV/0!"},{"$error":"#DIV/0!"},{"$error":"#DIV/0!"},{"$error":"#DIV/0!"},false,{"$error":"#DIV/0!"},{"$error":"#DIV/0!"},{"$error":"#DIV/0!"},{"$error":"#DIV/0!"},false]
[28,{"$error":"#DIV/0!"},{"$error":"#DIV/0!"},{"$error":"#DIV/0!"},{"$error":"#DIV/0!"},false,{"$error":"#DIV/0!"},{"$error":"#DIV/0!"},{"$error":"#DIV/0!"},{"$error":"#DIV/0!"},false]
[29,{"$error":"#DIV/0!"},{"$error":"#DIV/0!"},{"$error":"#DIV/0!"},{"$error":"#DIV/0!"},false,{"$error":"#DIV/0!"},{"$error":"#DIV/0!"},{"$error":"#DIV/0!"},{"$error":"#DIV/0!"},false]
[30,{"$error":"#DIV/0!"},{"$error":"#DIV/0!"},{"$error":"#DIV/0!"},{"$error":"#DIV/0!"},false,{"$error":"#DIV/0!"},{"$error":"#DIV/0!"},{"$error":"#DIV/0!"},{"$error":"#DIV/0!"},false]
[31,{"$error":"#DIV/0!"},{"$error":"#DIV/0!"},{"$error":"#DIV/0!"},{"$error":"#DIV/0!"},false,{"$error":"#DIV/0!"},{"$error":"#DIV/0!"},{"$error":"#DIV/0!"},{"$error":"#DIV/0!"},false]
[32,{"$error":"#DIV/0!"},{"$error":"#DIV/0!"},{"$error":"#DIV/0!"},{"$error":"#DIV/0!"},false,{"$error":"#DIV/0!"},{"$error":"#DIV/0!"},{"$error":"#DIV/0!"},{"$error":"#DIV/0!"},false]
[33,{"$error":"#DIV/0!"},{"$error":"#DIV/0!"},{"$error":"#DIV/0!"},{"$error":"#DIV/0!"},false,{"$error":"#DIV/0!"},{"$error":"#DIV/0!"},{"$error":"#DIV/0!"},{"$error":"#DIV/0!"},false]
[34,{"$error":"#DIV/0!"},{"$error":"#DIV/0!"},{"$error":"#DIV/0!"},{"$error":"#DIV/0!"},false,{"$error":"#DIV/0!"},{"$error":"#DIV/0!"},{"$error":"#DIV/0!"},{"$error":"#DIV/0!"},false]
[35,{"$error":"#DIV/0!"},{"$error":"#DIV/0!"},{"$error":"#DIV/0!"},{"$error":"#DIV/0!"},false,{"$error":"#DIV/0!"},{"$error":"#DIV/0!"},{"$error":"#DIV/0!"},{"$error":"#DIV/0!"},false]
[null,{"$f":"SUM(B807:B867)","v":{"$error":"#DIV/0!"}},{"$f":"SUM(C807:C867)","v":{"$error":"#DIV/0!"}},{"$f":"SUM(D807:D867)","v":{"$error":"#DIV/0!"}},{"$error":"#DIV/0!"},0,{"$error":"#DIV/0!"},{"$error":"#DIV/0!"},{"$error":"#DIV/0!"},{"$error":"#DIV/0!"},0]
[]
[null,null,null,null,null,"Mit Freecooling",null,null,null,null,"Mit Freecooling"]
[null,"Grundwasserrückkühlung",null,"Nassrückkühler","Hybridrückkühler","anpassung",null,null,"Nassrückkühler","Hybridrückkühler","anpassung"]
[{"$f":"A732","v":"Tab"},"Grundwasser","Grundwasser","Wasserverbrauch","Wasserverbrauch","Strom Venit","Grundwasser","Grundwasser","Wasserverbrauch","Wasserverbrauch","Strom Venit"]
[{"$f":"A733","v":"[°C]"},"[m3]","[m3/h]","[m3]","[m3]","[kWh]","[m3]","[m3/h]","[m3]","[m3]","[kWh]"]
[{"$f":"A735","v":-25},{"$f":"((C735+D735)*3600)/(4.19*8)/1000","v":{"$error":"#VALUE!"}},{"$f":"IF(B735>0,B874/B735,0)","v":0},{"$f":"4*E735*B735/1000","v":0},{"$f":"2*E735*B735/1000","v":0},{"$f":"IF(D735>0,F807*(1+$F$24),F807)","v":{"$error":"#VALUE!"}},{"$f":"((K735+L735)*3600)/(4.19*8)/1000","v":{"$error":"#VALUE!"}},{"$f":"IF(J735>0,G874/J735,0)","v":0},{"$f":"4*M735*J735/1000","v":0},{"$f":"2*M735*J735/1000","v":0},{"$f":"IF(L735>0,K807*(1+$F$24),K807)","v":{"$error":"#VALUE!"}}]
[-24,{"$error":"#VALUE!"},0,0,0,{"$error":"#VALUE!"},{"$error":"#VALUE!"},0,0,0,{"$error":"#VALUE!"}]
[-23,{"$error":"#VALUE!"},0,0,0,{"$error":"#VALUE!"},{"$error":"#VALUE!"},0,0,0,{"$error":"#VALUE!"}]
[-22,{"$error":"#VALUE!"},0,0,0,{"$error":"#VALUE!"},{"$error":"#VALUE!"},0,0,0,{"$error":"#VALUE!"}]
[-21,{"$error":"#VALUE!"},0,0,0,{"$error":"#VALUE!"},{"$error":"#VALUE!"},0,0,0,{"$error":"#VALUE!"}]
[-20,{"$error":"#VALUE!"},0,0,0,{"$error":"#VALUE!"},{"$error":"#VALUE!"},0,0,0,{"$error":"#VALUE!"}]
[-19,{"$error":"#VALUE!"},0,0,0,{"$error":"#VALUE!"},{"$error":"#VALUE!"},0,0,0,{"$error":"#VALUE!"}]
[-18,{"$error":"#VALUE!"},0,0,0,{"$error":"#VALUE!"},{"$error":"#VALUE!"},0,0,0,{"$error":"#VALUE!"}]
[-17,{"$error":"#VALUE!"},0,0,0,{"$error":"#VALUE!"},{"$error":"#VALUE!"},0,0,0,{"$error":"#VALUE!"}]
[-16,{"$error":"#VALUE!"},0,0,0,{"$error":"#VALUE!"},{"$error":"#VALUE!"},0,0,0,{"$error":"#VALUE!"}]
[-15,{"$error":"#VALUE!"},0,0,0,{"$error":"#VALUE!"},{"$error":"#VALUE!"},0,0,0,{"$error":"#VALUE!"}]
[-14,{"$error":"#VALUE!"},0,0,0,{"$error":"#VALUE!"},{"$error":"#VALUE!"},0,0,0,{"$error":"#VALUE!"}]
[-13,{"$error":"#VALUE!"},0,0,0,{"$error":"#VALUE!"},{"$error":"#VALUE!"},0,0,0,{"$error":"#VALUE!"}]
[-12,{"$error":"#VALUE!"},0,0,0,{"$error":"#VALUE!"},{"$error":"#VALUE!"},0,0,0,{"$error":"#VALUE!"}]
[-11,{"$error":"#VALUE!"},0,0,0,{"$error":"#VALUE!"},{"$error":"#VALUE!"},0,0,0,{"$error":"#VALUE!"}]
[-10,{"$error":"#VALUE!"},0,0,0,{"$error":"#VALUE!"},{"$error":"#VALUE!"},0,0,0,{"$error":"#VALUE!"}]
[-9,{"$error":"#VALUE!"},0,0,0,{"$error":"#VALUE!"},{"$error":"#VALUE!"},0,0,0,{"$error":"#VALUE!"}]
[-8,{"$error":"#VALUE!"},0,0,0,{"$error":"#VALUE!"},{"$error":"#VALUE!"},0,0,0,{"$error":"#VALUE!"}]
[-7,{"$error":"#VALUE!"},0,0,0,{"$error":"#VALUE!"},{"$error":"#VALUE!"},0,0,0,{"$error":"#VALUE!"}]
[-6,{"$error":"#VALUE!"},0,0,0,{"$error":"#VALUE!"},{"$error":"#VALUE!"},0,0,0,{"$error":"#VALUE!"}]
[-5,{"$error":"#VALUE!"},0,0,0,{"$error":"#VALUE!"},{"$error":"#VALUE!"},0,0,0,{"$error":"#VALUE!"}]
[-4,{"$error":"#VALUE!"},0,0,0,{"$error":"#VALUE!"},{"$error":"#VALUE!"},0,0,0,{"$error":"#VALUE!"}]
[-3,{"$error":"#VALUE!"},0,0,0,{"$error":"#VALUE!"},{"$error":"#VALUE!"},0,0,0,{"$error":"#VALUE!"}]
[-2,{"$error":"#VALUE!"},0,0,0,{"$error":"#VALUE!"},{"$error":"#VALUE!"},0,0,0,{"$error":"#VALUE!"}]
[-1,{"$error":"#VALUE!"},0,0,0,{"$error":"#VALUE!"},{"$error":"#VALUE!"},0,0,0,{"$error":"#VALUE!"}]
[0,{"$error":"#VALUE!"},0,0,0,{"$error":"#VALUE!"},{"$error":"#VALUE!"},0,0,0,{"$error":"#VALUE!"}]
[1,{"$error":"#VALUE!"},0,0,0,{"$error":"#VALUE!"},{"$error":"#VALUE!"},0,0,0,{"$error":"#VALUE!"}]
[2,{"$error":"#VALUE!"},0,0,0,{"$error":"#VALUE!"},{"$error":"#VALUE!"},0,0,0,{"$error":"#VALUE!"}]
[3,{"$error":"#VALUE!"},0,0,0,{"$error":"#VALUE!"},{"$error":"#VALUE!"},0,0,0,{"$error":"#VALUE!"}]
[4,{"$error":"#VALUE!"},0,0,0,{"$error":"#VALUE!"},{"$error":"#VALUE!"},0,0,0,{"$error":"#VALUE!"}]
[5,{"$error":"#VALUE!"},0,0,0,{"$error":"#VALUE!"},{"$error":"#VALUE!"},0,0,0,{"$error":"#VALUE!"}]
[6,{"$error":"#VALUE!"},0,0,0,{"$error":"#VALUE!"},{"$error":"#VALUE!"},0,0,0,{"$error":"#VALUE!"}]
[{"$f":"A767","v":7},{"$f":"((C767+D767)*3600)/(4.19*8)/1000","v":{"$error":"#VALUE!"}},{"$f":"IF(B767>0,B906/B767,0)","v":0},{"$f":"4*E767*B767/1000","v":0},{"$f":"2*E767*B767/1000","v":0},{"$f":"IF(D767>0,F839*(1+$F$24),F839)","v":{"$error":"#VALUE!"}},{"$f":"((K767+L767)*3600)/(4.19*8)/1000","v":{"$error":"#VALUE!"}},{"$f":"IF(J767>0,G906/J767,0)","v":0},{"$f":"4*M767*J767/1000","v":0},{"$f":"2*M767*J767/1000","v":0},{"$f":"IF(L767>0,K839*(1+$F$24),K839)","v":{"$error":"#VALUE!"}}]
[8,{"$error":"#VALUE!"},0,0,0,{"$error":"#VALUE!"},{"$error":"#VALUE!"},0,0,0,{"$error":"#VALUE!"}]
[9,{"$error":"#VALUE!"},0,0,0,{"$error":"#VALUE!"},{"$error":"#VALUE!"},0,0,0,{"$error":"#VALUE!"}]
[10,{"$error":"#VALUE!"},0,0,0,{"$error":"#VALUE!"},{"$error":"#VALUE!"},0,0,0,{"$error":"#VALUE!"}]
[11,{"$error":"#VALUE!"},0,0,0,{"$error":"#VALUE!"},{"$error":"#VALUE!"},0,0,0,{"$error":"#VALUE!"}]
[12,{"$error":"#VALUE!"},0,0,0,{"$error":"#VALUE!"},{"$error":"#VALUE!"},0,0,0,{"$error":"#VALUE!"}]
[13,{"$error":"#VALUE!"},0,0,0,{"$error":"#VALUE!"},{"$error":"#VALUE!"},0,0,0,{"$error":"#VALUE!"}]
[14,{"$error":"#VALUE!"},0,0,0,{"$error":"#VALUE!"},{"$error":"#VALUE!"},0,0,0,{"$error":"#VALUE!"}]
[15,{"$error":"#VALUE!"},0,0,0,{"$error":"#VALUE!"},{"$error":"#VALUE!"},0,0,0,{"$error":"#VALUE!"}]
[16,{"$error":"#VALUE!"},0,0,0,{"$error":"#VALUE!"},{"$error":"#VALUE!"},0,0,0,{"$error":"#VALUE!"}]
[17,{"$error":"#VALUE!"},0,0,0,{"$error":"#VALUE!"},{"$error":"#VALUE!"},0,0,0,{"$error":"#VALUE!"}]
[18,{"$error":"#VALUE!"},0,0,0,{"$error":"#VALUE!"},{"$error":"#VALUE!"},0,0,0,{"$error":"#VALUE!"}]
[19,{"$error":"#VALUE!"},0,0,0,{"$error":"#VALUE!"},{"$error":"#VALUE!"},0,0,0,{"$error":"#VALUE!"}]
[20,{"$error":"#VALUE!"},0,0,0,{"$error":"#VALUE!"},{"$error":"#VALUE!"},0,0,0,{"$error":"#VALUE!"}]
[21,{"$error":"#VALUE!"},0,0,0,{"$error":"#VALUE!"},{"$error":"#VALUE!"},0,0,0,{"$error":"#VALUE!"}]
[22,{"$error":"#VALUE!"},0,0,0,{"$error":"#VALUE!"},{"$error":"#VALUE!"},0,0,0,{"$error":"#VALUE!"}]
[23,{"$error":"#VALUE!"},0,0,0,{"$error":"#VALUE!"},{"$error":"#VALUE!"},0,0,0,{"$error":"#VALUE!"}]
[24,{"$error":"#VALUE!"},0,0,0,{"$error":"#VALUE!"},{"$error":"#VALUE!"},0,0,0,{"$error":"#VALUE!"}]
[25,{"$error":"#VALUE!"},0,0,0,{"$error":"#VALUE!"},{"$error":"#VALUE!"},0,0,0,{"$error":"#VALUE!"}]
[26,{"$error":"#VALUE!"},0,0,0,{"$error":"#VALUE!"},{"$error":"#VALUE!"},0,0,0,{"$error":"#VALUE!"}]
[27,{"$error":"#VALUE!"},0,0,0,{"$error":"#VALUE!"},{"$error":"#VALUE!"},0,0,0,{"$error":"#VALUE!"}]
[28,{"$error":"#VALUE!"},0,0,0,{"$error":"#VALUE!"},{"$error":"#VALUE!"},0,0,0,{"$error":"#VALUE!"}]
[29,{"$error":"#VALUE!"},0,0,0,{"$error":"#VALUE!"},{"$error":"#VALUE!"},0,0,0,{"$error":"#VALUE!"}]
[30,{"$error":"#VALUE!"},0,0,0,{"$error":"#VALUE!"},{"$error":"#VALUE!"},0,0,0,{"$error":"#VALUE!"}]
[31,{"$error":"#VALUE!"},0,0,0,{"$error":"#VALUE!"},{"$error":"#VALUE!"},0,0,0,{"$error":"#VALUE!"}]
[32,{"$error":"#VALUE!"},0,0,0,{"$error":"#VALUE!"},{"$error":"#VALUE!"},0,0,0,{"$error":"#VALUE!"}]
[33,{"$error":"#VALUE!"},0,0,0,{"$error":"#VALUE!"},{"$error":"#VALUE!"},0,0,0,{"$error":"#VALUE!"}]
[34,{"$error":"#VALUE!"},0,0,0,{"$error":"#VALUE!"},{"$error":"#VALUE!"},0,0,0,{"$error":"#VALUE!"}]
[35,{"$error":"#VALUE!"},0,0,0,{"$error":"#VALUE!"},{"$error":"#VALUE!"},0,0,0,{"$error":"#VALUE!"}]
[null,{"$f":"SUM(B874:B934)","v":{"$error":"#VALUE!"}},0,0,0,{"$error":"#VALUE!"},{"$error":"#VALUE!"},0,0,0,{"$error":"#VALUE!"}]
[]
["Berechnung Rückkühlung Teil 1"]
["Minimale Ventileistung",0.1,null,null,null,null,"Minimale Ventileistung",0.1]
["Max",{"$f":"LOOKUP(30,A946:A1006,B946:B1006)","v":0},null,null,null,null,"Max",{"$f":"LOOKUP(30,A946:A1006,H946:H1006)","v":0}]
["Min",{"$f":"MIN(B946:B1006)","v":0},null,null,null,null,"Min",{"$f":"MIN(H946:H1006)","v":0}]
[]
[null,null,null,"Wasseroptimiert",null,"Stromoptimiert",null,null,null,"Wasseroptimiert",null,"Stromoptimiert"]
[{"$f":"A804","v":"Tab"},"\"m\"","Prozent","Ventistrom","Wasser","Ventistrom","Wasser","\"m\"","Prozent","Ventistrom","Wasser","Ventistrom","Wasser"]
[{"$f":"A805","v":"[°C]"},"Q/deltaT","Q/deltaT","[kWh]","[m3]","[kWh]","[m3]","Q/deltaT","Q/deltaT","[kWh]","[m3]","[kWh]","[m3]"]
[]
[{"$f":"A807","v":-25},{"$f":"E735/(AVERAGE(B462:C462)-A946)","v":0},{"$f":"MIN(1,B946/$B$939)","v":{"$error":"#DIV/0!"}},{"$f":"IF(C946<0.5,F807*2,F807)","v":{"$error":"#DIV/0!"}},{"$f":"IF(C946<0.5,E874*0,E874/2)","v":{"$error":"#DIV/0!"}},{"$f":"IF(C946<0.5,F807*B$938,F807/2)","v":{"$error":"#DIV/0!"}},{"$f":"IF(C946<0.5,E874*2,E874)","v":{"$error":"#DIV/0!"}},{"$f":"M735/(AVERAGE(G462:H462)-A946)","v":0},{"$f":"MIN(1,H946/$H$939)","v":{"$error":"#DIV/0!"}},{"$f":"IF(I946<0.5,K807*2,K807)","v":{"$error":"#DIV/0!"}},{"$f":"IF(I946<0.5,J874*0,J874/2)","v":{"$error":"#DIV/0!"}},{"$f":"IF(I946<0.5,K807*H$938,K807/2)","v":{"$error":"#DIV/0!"}},{"$f":"IF(I946<0.5,J874*2,J874)","v":{"$error":"#DIV/0!"}}]
[-24,0,{"$f":"MIN(1,B947/$B$939)","v":{"$error":"#DIV/0!"}},{"$error":"#DIV/0!"},{"$error":"#DIV/0!"},{"$error":"#DIV/0!"},{"$error":"#DIV/0!"},0,{"$error":"#DIV/0!"},{"$error":"#DIV/0!"},{"$error":"#DIV/0!"},{"$error":"#DIV/0!"},{"$error":"#DIV/0!"}]
[-23,0,{"$error":"#DIV/0!"},{"$error":"#DIV/0!"},{"$error":"#DIV/0!"},{"$error":"#DIV/0!"},{"$error":"#DIV/0!"},0,{"$error":"#DIV/0!"},{"$error":"#DIV/0!"},{"$error":"#DIV/0!"},{"$error":"#DIV/0!"},{"$error":"#DIV/0!"}]
[-22,0,{"$error":"#DIV/0!"},{"$error":"#DIV/0!"},{"$error":"#DIV/0!"},{"$error":"#DIV/0!"},{"$error":"#DIV/0!"},0,{"$error":"#DIV/0!"},{"$error":"#DIV/0!"},{"$error":"#DIV/0!"},{"$error":"#DIV/0!"},{"$error":"#DIV/0!"}]
[-21,0,{"$error":"#DIV/0!"},{"$error":"#DIV/0!"},{"$error":"#DIV/0!"},{"$error":"#DIV/0!"},{"$error":"#DIV/0!"},0,{"$error":"#DIV/0!"},{"$error":"#DIV/0!"},{"$error":"#DIV/0!"},{"$error":"#DIV/0!"},{"$error":"#DIV/0!"}]
[-20,0,{"$error":"#DIV/0!"},{"$error":"#DIV/0!"},{"$error":"#DIV/0!"},{"$error":"#DIV/0!"},{"$error":"#DIV/0!"},0,{"$error":"#DIV/0!"},{"$error":"#DIV/0!"},{"$error":"#DIV/0!"},{"$error":"#DIV/0!"},{"$error":"#DIV/0!"}]
[-19,0,{"$error":"#DIV/0!"},{"$error":"#DIV/0!"},{"$error":"#DIV/0!"},{"$error":"#DIV/0!"},{"$error":"#DIV/0!"},0,{"$error":"#DIV/0!"},{"$error":"#DIV/0!"},{"$error":"#DIV/0!"},{"$error":"#DIV/0!"},{"$error":"#DIV/0!"}]
[-18,0,{"$error":"#DIV/0!"},{"$error":"#DIV/0!"},{"$error":"#DIV/0!"},{"$error":"#DIV/0!"},{"$error":"#DIV/0!"},0,{"$error":"#DIV/0!"},{"$error":"#DIV/0!"},{"$error":"#DIV/0!"},{"$error":"#DIV/0!"},{"$error":"#DIV/0!"}]
[-17,0,{"$error":"#DIV/0!"},{"$error":"#DIV/0!"},{"$error":"#DIV/0!"},{"$error":"#DIV/0!"},{"$error":"#DIV/0!"},0,{"$error":"#DIV/0!"},{"$error":"#DIV/0!"},{"$error":"#DIV/0!"},{"$error":"#DIV/0!"},{"$error":"#DIV/0!"}]
[-16,0,{"$error":"#DIV/0!"},{"$error":"#DIV/0!"},{"$error":"#DIV/0!"},{"$error":"#DIV/0!"},{"$error":"#DIV/0!"},0,{"$error":"#DIV/0!"},{"$error":"#DIV/0!"},{"$error":"#DIV/0!"},{"$error":"#DIV/0!"},{"$error":"#DIV/0!"}]
[-15,0,{"$error":"#DIV/0!"},{"$error":"#DIV/0!"},{"$error":"#DIV/0!"},{"$error":"#DIV/0!"},{"$error":"#DIV/0!"},0,{"$error":"#DIV/0!"},{"$error":"#DIV/0!"},{"$error":"#DIV/0!"},{"$error":"#DIV/0!"},{"$error":"#DIV/0!"}]
[-14,0,{"$error":"#DIV/0!"},{"$error":"#DIV/0!"},{"$error":"#DIV/0!"},{"$error":"#DIV/0!"},{"$error":"#DIV/0!"},0,{"$error":"#DIV/0!"},{"$error":"#DIV/0!"},{"$error":"#DIV/0!"},{"$error":"#DIV/0!"},{"$error":"#DIV/0!"}]
[-13,0,{"$error":"#DIV/0!"},{"$error":"#DIV/0!"},{"$error":"#DIV/0!"},{"$error":"#DIV/0!"},{"$error":"#DIV/0!"},0,{"$error":"#DIV/0!"},{"$error":"#DIV/0!"},{"$error":"#DIV/0!"},{"$error":"#DIV/0!"},{"$error":"#DIV/0!"}]
[-12,0,{"$error":"#DIV/0!"},{"$error":"#DIV/0!"},{"$error":"#DIV/0!"},{"$error":"#DIV/0!"},{"$error":"#DIV/0!"},0,{"$error":"#DIV/0!"},{"$error":"#DIV/0!"},{"$error":"#DIV/0!"},{"$error":"#DIV/0!"},{"$error":"#DIV/0!"}]
[-11,0,{"$error":"#DIV/0!"},{"$error":"#DIV/0!"},{"$error":"#DIV/0!"},{"$error":"#DIV/0!"},{"$error":"#DIV/0!"},0,{"$error":"#DIV/0!"},{"$error":"#DIV/0!"},{"$error":"#DIV/0!"},{"$error":"#DIV/0!"},{"$error":"#DIV/0!"}]
[-10,0,{"$error":"#DIV/0!"},{"$error":"#DIV/0!"},{"$error":"#DIV/0!"},{"$error":"#DIV/0!"},{"$error":"#DIV/0!"},0,{"$error":"#DIV/0!"},{"$error":"#DIV/0!"},{"$error":"#DIV/0!"},{"$error":"#DIV/0!"},{"$error":"#DIV/0!"}]
[-9,0,{"$error":"#DIV/0!"},{"$error":"#DIV/0!"},{"$error":"#DIV/0!"},{"$error":"#DIV/0!"},{"$error":"#DIV/0!"},0,{"$error":"#DIV/0!"},{"$error":"#DIV/0!"},{"$error":"#DIV/0!"},{"$error":"#DIV/0!"},{"$error":"#DIV/0!"}]
[-8,0,{"$error":"#DIV/0!"},{"$error":"#DIV/0!"},{"$error":"#DIV/0!"},{"$error":"#DIV/0!"},{"$error":"#DIV/0!"},0,{"$error":"#DIV/0!"},{"$error":"#DIV/0!"},{"$error":"#DIV/0!"},{"$error":"#DIV/0!"},{"$error":"#DIV/0!"}]
[-7,0,{"$error":"#DIV/0!"},{"$error":"#DIV/0!"},{"$error":"#DIV/0!"},{"$error":"#DIV/0!"},{"$error":"#DIV/0!"},0,{"$error":"#DIV/0!"},{"$error":"#DIV/0!"},{"$error":"#DIV/0!"},{"$error":"#DIV/0!"},{"$error":"#DIV/0!"}]
[-6,0,{"$error":"#DIV/0!"},{"$error":"#DIV/0!"},{"$error":"#DIV/0!"},{"$error":"#DIV/0!"},{"$error":"#DIV/0!"},0,{"$error":"#DIV/0!"},{"$error":"#DIV/0!"},{"$error":"#DIV/0!"},{"$error":"#DIV/0!"},{"$error":"#DIV/0!"}]
[-5,0,{"$error":"#DIV/0!"},{"$error":"#DIV/0!"},{"$error":"#DIV/0!"},{"$error":"#DIV/0!"},{"$error":"#DIV/0!"},0,{"$error":"#DIV/0!"},{"$error":"#DIV/0!"},{"$error":"#DIV/0!"},{"$error":"#DIV/0!"},{"$error":"#DIV/0!"}]
[-4,0,{"$error":"#DIV/0!"},{"$error":"#DIV/0!"},{"$error":"#DIV/0!"},{"$error":"#DIV/0!"},{"$error":"#DIV/0!"},0,{"$error":"#DIV/0!"},{"$error":"#DIV/0!"},{"$error":"#DIV/0!"},{"$error":"#DIV/0!"},{"$error":"#DIV/0!"}]
[-3,0,{"$error":"#DIV/0!"},{"$error":"#DIV/0!"},{"$error":"#DIV/0!"},{"$error":"#DIV/0!"},{"$error":"#DIV/0!"},0,{"$error":"#DIV/0!"},{"$error":"#DIV/0!"},{"$error":"#DIV/0!"},{"$error":"#DIV/0!"},{"$error":"#DIV/0!"}]
[-2,0,{"$error":"#DIV/0!"},{"$error":"#DIV/0!"},{"$error":"#DIV/0!"},{"$error":"#DIV/0!"},{"$error":"#DIV/0!"},0,{"$error":"#DIV/0!"},{"$error":"#DIV/0!"},{"$error":"#DIV/0!"},{"$error":"#DIV/0!"},{"$error":"#DIV/0!"}]
[-1,0,{"$error":"#DIV/0!"},{"$error":"#DIV/0!"},{"$error":"#DIV/0!"},{"$error":"#DIV/0!"},{"$error":"#DIV/0!"},0,{"$error":"#DIV/0!"},{"$error":"#DIV/0!"},{"$error":"#DIV/0!"},{"$error":"#DIV/0!"},{"$error":"#DIV/0!"}]
[0,0,{"$error":"#DIV/0!"},{"$error":"#DIV/0!"},{"$error":"#DIV/0!"},{"$error":"#DIV/0!"},{"$error":"#DIV/0!"},0,{"$error":"#DIV/0!"},{"$error":"#DIV/0!"},{"$error":"#DIV/0!"},{"$error":"#DIV/0!"},{"$error":"#DIV/0!"}]
[1,0,{"$error":"#DIV/0!"},{"$error":"#DIV/0!"},{"$error":"#DIV/0!"},{"$error":"#DIV/0!"},{"$error":"#DIV/0!"},0,{"$error":"#DIV/0!"},{"$error":"#DIV/0!"},{"$error":"#DIV/0!"},{"$error":"#DIV/0!"},{"$error":"#DIV/0!"}]
[2,0,{"$error":"#DIV/0!"},{"$error":"#DIV/0!"},{"$error":"#DIV/0!"},{"$error":"#DIV/0!"},{"$error":"#DIV/0!"},0,{"$error":"#DIV/0!"},{"$error":"#DIV/0!"},{"$error":"#DIV/0!"},{"$error":"#DIV/0!"},{"$error":"#DIV/0!"}]
[3,0,{"$error":"#DIV/0!"},{"$error":"#DIV/0!"},{"$error":"#DIV/0!"},{"$error":"#DIV/0!"},{"$error":"#DIV/0!"},0,{"$error":"#DIV/0!"},{"$error":"#DIV/0!"},{"$error":"#DIV/0!"},{"$error":"#DIV/0!"},{"$error":"#DIV/0!"}]
[4,0,{"$error":"#DIV/0!"},{"$error":"#DIV/0!"},{"$error":"#DIV/0!"},{"$error":"#DIV/0!"},{"$error":"#DIV/0!"},0,{"$error":"#DIV/0!"},{"$error":"#DIV/0!"},{"$error":"#DIV/0!"},{"$error":"#DIV/0!"},{"$error":"#DIV/0!"}]
[5,0,{"$error":"#DIV/0!"},{"$error":"#DIV/0!"},{"$error":"#DIV/0!"},{"$error":"#DIV/0!"},{"$error":"#DIV/0!"},0,{"$error":"#DIV/0!"},{"$error":"#DIV/0!"},{"$error":"#DIV/0!"},{"$error":"#DIV/0!"},{"$error":"#DIV/0!"}]
[6,0,{"$error":"#DIV/0!"},{"$error":"#DIV/0!"},{"$error":"#DIV/0!"},{"$error":"#DIV/0!"},{"$error":"#DIV/0!"},0,{"$error":"#DIV/0!"},{"$error":"#DIV/0!"},{"$error":"#DIV/0!"},{"$error":"#DIV/0!"},{"$error":"#DIV/0!"}]
[{"$f":"A839","v":7},{"$f":"E767/(AVERAGE(B494:C494)-A978)","v":0},{"$f":"MIN(1,B978/$B$939)","v":{"$error":"#DIV/0!"}},{"$f":"IF(C978<0.5,F839*2,F839)","v":{"$error":"#DIV/0!"}},{"$f":"IF(C978<0.5,E906*0,E906/2)","v":{"$error":"#DIV/0!"}},{"$f":"IF(C978<0.5,F839*B$938,F839/2)","v":{"$error":"#DIV/0!"}},{"$f":"IF(C978<0.5,E906*2,E906)","v":{"$error":"#DIV/0!"}},{"$f":"M767/(AVERAGE(G494:H494)-A978)","v":0},{"$f":"MIN(1,H978/$H$939)","v":{"$error":"#DIV/0!"}},{"$f":"IF(I978<0.5,K839*2,K839)","v":{"$error":"#DIV/0!"}},{"$f":"IF(I978<0.5,J906*0,J906/2)","v":{"$error":"#DIV/0!"}},{"$f":"IF(I978<0.5,K839*H$938,K839/2)","v":{"$error":"#DIV/0!"}},{"$f":"IF(I978<0.5,J906*2,J906)","v":{"$error":"#DIV/0!"}}]
[8,0,{"$error":"#DIV/0!"},{"$error":"#DIV/0!"},{"$error":"#DIV/0!"},{"$error":"#DIV/0!"},{"$error":"#DIV/0!"},0,{"$error":"#DIV/0!"},{"$error":"#DIV/0!"},{"$error":"#DIV/0!"},{"$error":"#DIV/0!"},{"$error":"#DIV/0!"}]
[9,0,{"$error":"#DIV/0!"},{"$error":"#DIV/0!"},{"$error":"#DIV/0!"},{"$error":"#DIV/0!"},{"$error":"#DIV/0!"},0,{"$error":"#DIV/0!"},{"$error":"#DIV/0!"},{"$error":"#DIV/0!"},{"$error":"#DIV/0!"},{"$error":"#DIV/0!"}]
[10,0,{"$error":"#DIV/0!"},{"$error":"#DIV/0!"},{"$error":"#DIV/0!"},{"$error":"#DIV/0!"},{"$error":"#DIV/0!"},0,{"$error":"#DIV/0!"},{"$error":"#DIV/0!"},{"$error":"#DIV/0!"},{"$error":"#DIV/0!"},{"$error":"#DIV/0!"}]
[11,0,{"$error":"#DIV/0!"},{"$error":"#DIV/0!"},{"$error":"#DIV/0!"},{"$error":"#DIV/0!"},{"$error":"#DIV/0!"},0,{"$error":"#DIV/0!"},{"$error":"#DIV/0!"},{"$error":"#DIV/0!"},{"$error":"#DIV/0!"},{"$error":"#DIV/0!"}]
[12,0,{"$error":"#DIV/0!"},{"$error":"#DIV/0!"},{"$error":"#DIV/0!"},{"$error":"#DIV/0!"},{"$error":"#DIV/0!"},0,{"$error":"#DIV/0!"},{"$error":"#DIV/0!"},{"$error":"#DIV/0!"},{"$error":"#DIV/0!"},{"$error":"#DIV/0!"}]
[13,0,{"$error":"#DIV/0!"},{"$error":"#DIV/0!"},{"$error":"#DIV/0!"},{"$error":"#DIV/0!"},{"$error":"#DIV/0!"},0,{"$error":"#DIV/0!"},{"$error":"#DIV/0!"},{"$error":"#DIV/0!"},{"$error":"#DIV/0!"},{"$error":"#DIV/0!"}]
[14,0,{"$error":"#DIV/0!"},{"$error":"#DIV/0!"},{"$error":"#DIV/0!"},{"$error":"#DIV/0!"},{"$error":"#DIV/0!"},0,{"$error":"#DIV/0!"},{"$error":"#DIV/0!"},{"$error":"#DIV/0!"},{"$error":"#DIV/0!"},{"$error":"#DIV/0!"}]
[15,0,{"$error":"#DIV/0!"},{"$error":"#DIV/0!"},{"$error":"#DIV/0!"},{"$error":"#DIV/0!"},{"$error":"#DIV/0!"},0,{"$error":"#DIV/0!"},{"$error":"#DIV/0!"},{"$error":"#DIV/0!"},{"$error":"#DIV/0!"},{"$error":"#DIV/0!"}]
[16,0,{"$error":"#DIV/0!"},{"$error":"#DIV/0!"},{"$error":"#DIV/0!"},{"$error":"#DIV/0!"},{"$error":"#DIV/0!"},0,{"$error":"#DIV/0!"},{"$error":"#DIV/0!"},{"$error":"#DIV/0!"},{"$error":"#DIV/0!"},{"$error":"#DIV/0!"}]
[17,0,{"$error":"#DIV/0!"},{"$error":"#DIV/0!"},{"$error":"#DIV/0!"},{"$error":"#DIV/0!"},{"$error":"#DIV/0!"},0,{"$error":"#DIV/0!"},{"$error":"#DIV/0!"},{"$error":"#DIV/0!"},{"$error":"#DIV/0!"},{"$error":"#DIV/0!"}]
[18,0,{"$error":"#DIV/0!"},{"$error":"#DIV/0!"},{"$error":"#DIV/0!"},{"$error":"#DIV/0!"},{"$error":"#DIV/0!"},0,{"$error":"#DIV/0!"},{"$error":"#DIV/0!"},{"$error":"#DIV/0!"},{"$error":"#DIV/0!"},{"$error":"#DIV/0!"}]
[19,0,{"$error":"#DIV/0!"},{"$error":"#DIV/0!"},{"$error":"#DIV/0!"},{"$error":"#DIV/0!"},{"$error":"#DIV/0!"},0,{"$error":"#DIV/0!"},{"$error":"#DIV/0!"},{"$error":"#DIV/0!"},{"$error":"#DIV/0!"},{"$error":"#DIV/0!"}]
[20,0,{"$error":"#DIV/0!"},{"$error":"#DIV/0!"},{"$error":"#DIV/0!"},{"$error":"#DIV/0!"},{"$error":"#DIV/0!"},0,{"$error":"#DIV/0!"},{"$error":"#DIV/0!"},{"$error":"#DIV/0!"},{"$error":"#DIV/0!"},{"$error":"#DIV/0!"}]
[21,0,{"$error":"#DIV/0!"},{"$error":"#DIV/0!"},{"$error":"#DIV/0!"},{"$error":"#DIV/0!"},{"$error":"#DIV/0!"},0,{"$error":"#DIV/0!"},{"$error":"#DIV/0!"},{"$error":"#DIV/0!"},{"$error":"#DIV/0!"},{"$error":"#DIV/0!"}]
[22,0,{"$error":"#DIV/0!"},{"$error":"#DIV/0!"},{"$error":"#DIV/0!"},{"$error":"#DIV/0!"},{"$error":"#DIV/0!"},0,{"$error":"#DIV/0!"},{"$error":"#DIV/0!"},{"$error":"#DIV/0!"},{"$error":"#DIV/0!"},{"$error":"#DIV/0!"}]
[23,0,{"$error":"#DIV/0!"},{"$error":"#DIV/0!"},{"$error":"#DIV/0!"},{"$error":"#DIV/0!"},{"$error":"#DIV/0!"},0,{"$error":"#DIV/0!"},{"$error":"#DIV/0!"},{"$error":"#DIV/0!"},{"$error":"#DIV/0!"},{"$error":"#DIV/0!"}]
[24,0,{"$error":"#DIV/0!"},{"$error":"#DIV/0!"},{"$error":"#DIV/0!"},{"$error":"#DIV/0!"},{"$error":"#DIV/0!"},0,{"$error":"#DIV/0!"},{"$error":"#DIV/0!"},{"$error":"#DIV/0!"},{"$error":"#DIV/0!"},{"$error":"#DIV/0!"}]
[25,0,{"$error":"#DIV/0!"},{"$error":"#DIV/0!"},{"$error":"#DIV/0!"},{"$error":"#DIV/0!"},{"$error":"#DIV/0!"},0,{"$error":"#DIV/0!"},{"$error":"#DIV/0!"},{"$error":"#DIV/0!"},{"$error":"#DIV/0!"},{"$error":"#DIV/0!"}]
[26,0,{"$error":"#DIV/0!"},{"$error":"#DIV/0!"},{"$error":"#DIV/0!"},{"$error":"#DIV/0!"},{"$error":"#DIV/0!"},0,{"$error":"#DIV/0!"},{"$error":"#DIV/0!"},{"$error":"#DIV/0!"},{"$error":"#DIV/0!"},{"$error":"#DIV/0!"}]
[27,0,{"$error":"#DIV/0!"},{"$error":"#DIV/0!"},{"$error":"#DIV/0!"},{"$error":"#DIV/0!"},{"$error":"#DIV/0!"},0,{"$error":"#DIV/0!"},{"$error":"#DIV/0!"},{"$error":"#DIV/0!"},{"$error":"#DIV/0!"},{"$error":"#DIV/0!"}]
[28,0,{"$error":"#DIV/0!"},{"$error":"#DIV/0!"},{"$error":"#DIV/0!"},{"$error":"#DIV/0!"},{"$error":"#DIV/0!"},0,{"$error":"#DIV/0!"},{"$error":"#DIV/0!"},{"$error":"#DIV/0!"},{"$error":"#DIV/0!"},{"$error":"#DIV/0!"}]
[29,0,{"$error":"#DIV/0!"},{"$error":"#DIV/0!"},{"$error":"#DIV/0!"},{"$error":"#DIV/0!"},{"$error":"#DIV/0!"},0,{"$error":"#DIV/0!"},{"$error":"#DIV/0!"},{"$error":"#DIV/0!"},{"$error":"#DIV/0!"},{"$error":"#DIV/0!"}]
[{"$f":"A862","v":30},{"$f":"E790/(AVERAGE(B517:C517)-A1001)","v":0},{"$error":"#DIV/0!"},{"$error":"#DIV/0!"},{"$error":"#DIV/0!"},{"$error":"#DIV/0!"},{"$error":"#DIV/0!"},0,{"$error":"#DIV/0!"},{"$error":"#DIV/0!"},{"$error":"#DIV/0!"},{"$error":"#DIV/0!"},{"$error":"#DIV/0!"}]
[31,0,{"$error":"#DIV/0!"},{"$error":"#DIV/0!"},{"$error":"#DIV/0!"},{"$error":"#DIV/0!"},{"$error":"#DIV/0!"},0,{"$error":"#DIV/0!"},{"$error":"#DIV/0!"},{"$error":"#DIV/0!"},{"$error":"#DIV/0!"},{"$error":"#DIV/0!"}]
[32,0,{"$error":"#DIV/0!"},{"$error":"#DIV/0!"},{"$error":"#DIV/0!"},{"$error":"#DIV/0!"},{"$error":"#DIV/0!"},0,{"$error":"#DIV/0!"},{"$error":"#DIV/0!"},{"$error":"#DIV/0!"},{"$error":"#DIV/0!"},{"$error":"#DIV/0!"}]
[33,0,{"$error":"#DIV/0!"},{"$error":"#DIV/0!"},{"$error":"#DIV/0!"},{"$error":"#DIV/0!"},{"$error":"#DIV/0!"},0,{"$error":"#DIV/0!"},{"$error":"#DIV/0!"},{"$error":"#DIV/0!"},{"$error":"#DIV/0!"},{"$error":"#DIV/0!"}]
[34,0,{"$error":"#DIV/0!"},{"$error":"#DIV/0!"},{"$error":"#DIV/0!"},{"$error":"#DIV/0!"},{"$error":"#DIV/0!"},0,{"$error":"#DIV/0!"},{"$error":"#DIV/0!"},{"$error":"#DIV/0!"},{"$error":"#DIV/0!"},{"$error":"#DIV/0!"}]
[35.000000999999997,0,{"$error":"#DIV/0!"},{"$error":"#DIV/0!"},{"$error":"#DIV/0!"},{"$error":"#DIV/0!"},{"$error":"#DIV/0!"},0,{"$error":"#DIV/0!"},{"$error":"#DIV/0!"},{"$error":"#DIV/0!"},{"$error":"#DIV/0!"},{"$error":"#DIV/0!"}]
[null,null,null,{"$f":"SUM(D946:D1006)","v":{"$error":"#DIV/0!"}},{"$f":"SUM(E946:E1006)","v":{"$error":"#DIV/0!"}},{"$f":"SUM(F946:F1006)","v":{"$error":"#DIV/0!"}},{"$f":"SUM(G946:G1006)","v":{"$error":"#DIV/0!"}},null,null,{"$f":"SUM(J946:J1006)","v":{"$error":"#DIV/0!"}},{"$f":"SUM(K946:K1006)","v":{"$error":"#DIV/0!"}},{"$f":"SUM(L946:L1006)","v":{"$error":"#DIV/0!"}},{"$f":"SUM(M946:M1006)","v":{"$error":"#DIV/0!"}}]
[]
["Berechnung Rückkühlung"]
["Verdampfer Qv","berechnet","[kW]",{"$f":"LOOKUP(32,A391:A451,B391:B451)","v":0},{"$f":"LOOKUP(32,A391:A451,G391:G451)","v":0}]
["Kondensator Qc+Qe","berechnet","[kW]"]
["Verdichter Pel","berechnet","[kW]"]
[]
[]
["Energieverbrauch ",null,"Bestehend",null,"Optimiert"]
[null,null,"Energie","Kosten","Energie","Kosten"]
[null,null,"[kWh]","[CHF/a]","[kWh]","[CHF/a]"]
["KE","Kälte Elektr.",{"$f":"IFERROR(D657,0)","v":0},{"$f":"IFERROR(C1018*J39/100,0)","v":0},{"$f":"IFERROR(J657,0)","v":0},{"$f":"IFERROR(E1018*K39/100,0)","v":0}]
[null,"Nutzenergie",{"$f":"L246","v":0},null,{"$f":"W246","v":0}]
[null,"Pumpe Elektr.",{"$f":"IFERROR(IF($F$14=$I$12,SUM(B529:B589)*F12*$F$23,SUM(B529:B589)*F12),0)","v":0},{"$f":"IFERROR(C1020*J39/100,0)","v":0},{"$f":"IFERROR(IF($F$14=$I$12,SUM(H529:H589)*G12*$F$23,SUM(H529:H589)*G12),0)","v":0},{"$f":"IFERROR(E1020*K39/100,0)","v":0}]
["WRG ","Wärme",{"$f":"IFERROR(G729,0)","v":0},null,{"$f":"IFERROR(M729,0)","v":0}]
["Rückkühlung","Wasser [m³]",{"$f":"IFERROR(IF(F43=Nass,D935,IF(F43=Hybridstrom,G1007,IF(F43=Hybridwasser,E1007,IF(F43=Grundwasser,B935,0)))),0)","v":0},{"$f":"IFERROR(C1022*J42/100,0)","v":0},{"$f":"IFERROR(IF(G43=Nass,I935,IF(G43=Hybridstrom,M1007,IF(G43=Hybridwasser,K1007,IF(G43=Grundwasser,G935,0)))),0)","v":0},{"$f":"IFERROR(E1022*K42/100,0)","v":0}]
[null,"Rückkühlung Elektr.",{"$f":"IFERROR(F935+F796,0)","v":0},{"$f":"IFERROR(C1023*J39/100,0)","v":0},{"$f":"IFERROR(K935+N796,0)","v":0},{"$f":"IFERROR(E1023*K39/100,0)","v":0}]

{"sheet":"Berechnung KG","index":44,"n_rows":245,"n_cols":40,"rows_kept":245,"cut":false,"hidden":true,"merged":[]}
["Berechnung KG",null,null,null,null,null,null,null,null,null,null,null,null,null,null,null,null,"Daten Lüftungsanlagen"]
[null,null,null,null,null,null,null,null,null,null,null,null,null,null,null,null,null,"Leistung kW","LU (1)","LU (2)","LU (3)","LU (4)","LU (5)","LU (6)","LU (7)","LU (8)","LU (9)","LU (10)","Total","LU (1)","LU (2)","LU (3)","LU (4)","LU (5)","LU (6)","LU (7)","LU (8)","LU (9)","LU (10)","Total"]
["Grundlage Berechnung",null,null,"alt","optimiert","K01","nein",null,null,null,null,null,null,null,null,null,null,"Bestehend",{"$f":"'L01'!$E$7","v":0},{"$f":"'L02'!$E$7","v":0},{"$f":"'L03'!$E$7","v":0},{"$f":"'L04'!$E$7","v":0},{"$f":"'L05'!$E$7","v":0},{"$f":"'L06'!$E$7","v":0},{"$f":"'L07'!$E$7","v":0},{"$f":"'L08'!$E$7","v":0},{"$f":"'L09'!$E$7","v":0},{"$f":"'L10'!$E$7","v":0},"Summe",{"$f":"S3","v":0},{"$f":"T3","v":0},{"$f":"U3","v":0},0,0,0,0,0,0,{"$f":"AB3","v":0},"Summe"]
["Kennwerte:","Gekühlte Fläche","[m2]",null,null,null,"ja",null,null,null,null,null,null,null,null,null,null,"Tab",{"$f":"IF(S3=$F$3,1,0)","v":0},{"$f":"IF(T3=$F$3,1,0)","v":0},0,0,0,0,0,0,0,{"$f":"IF(AB3=$F$3,1,0)","v":0},{"$f":"SUM(S4:AB4)","v":0}]
[null,"Kühlleistung \nbei Aussentemperatur=32°C","[kW]",0,{"$error":"#N/A"},null,null,null,null,null,"Listen",null,null,null,null,null,null,-25,{"$f":"IF($F$3=S$3,'L01'!$O64,0)","v":0},{"$f":"IF($F$3=T$3,'L02'!$O64,0)","v":0},{"$f":"IF($F$3=U$3,'L03'!$O64,0)","v":0},{"$f":"IF($F$3=V$3,'L04'!$O64,0)","v":0},{"$f":"IF($F$3=W$3,'L05'!$O64,0)","v":0},{"$f":"IF($F$3=X$3,'L06'!$O64,0)","v":0},{"$f":"IF($F$3=Y$3,'L07'!$O64,0)","v":0},{"$f":"IF($F$3=Z$3,'L08'!$O64,0)","v":0},{"$f":"IF($F$3=AA$3,'L09'!$O64,0)","v":0},{"$f":"IF($F$3=AB$3,'L10'!$O64,0)","v":0},{"$f":"SUM(S5:AB5)","v":0},{"$f":"IF($F$3=AD$3,'L01'!$P64,0)","v":0},{"$f":"IF($F$3=AE$3,'L02'!$P64,0)","v":0},{"$f":"IF($F$3=AF$3,'L03'!$P64,0)","v":0},{"$f":"IF($F$3=AG$3,'L04'!$P64,0)","v":0},{"$f":"IF($F$3=AH$3,'L05'!$P64,0)","v":0},{"$f":"IF($F$3=AI$3,'L06'!$P64,0)","v":0},{"$f":"IF($F$3=AJ$3,'L07'!$P64,0)","v":0},{"$f":"IF($F$3=AK$3,'L08'!$P64,0)","v":0},{"$f":"IF($F$3=AL$3,'L09'!$P64,0)","v":0},{"$f":"IF($F$3=AM$3,'L10'!$P64,0)","v":0},{"$f":"SUM(AD5:AM5)","v":0}]
[null,"Länge Leitungsnetz gedämmt","[m]",0,0,null,null,null,null,null,null,null,null,null,null,null,null,-24,{"$f":"IF($F$3=S$3,'L01'!$O65,0)","v":0},{"$f":"IF($F$3=T$3,'L02'!$O65,0)","v":0},{"$f":"IF($F$3=U$3,'L03'!$O65,0)","v":0},{"$f":"IF($F$3=V$3,'L04'!$O65,0)","v":0},{"$f":"IF($F$3=W$3,'L05'!$O65,0)","v":0},{"$f":"IF($F$3=X$3,'L06'!$O65,0)","v":0},{"$f":"IF($F$3=Y$3,'L07'!$O65,0)","v":0},{"$f":"IF($F$3=Z$3,'L08'!$O65,0)","v":0},{"$f":"IF($F$3=AA$3,'L09'!$O65,0)","v":0},{"$f":"IF($F$3=AB$3,'L10'!$O65,0)","v":0},{"$f":"SUM(S6:AB6)","v":0},{"$f":"IF($F$3=AD$3,'L01'!$P65,0)","v":0},{"$f":"IF($F$3=AE$3,'L02'!$P65,0)","v":0},{"$f":"IF($F$3=AF$3,'L03'!$P65,0)","v":0},{"$f":"IF($F$3=AG$3,'L04'!$P65,0)","v":0},{"$f":"IF($F$3=AH$3,'L05'!$P65,0)","v":0},{"$f":"IF($F$3=AI$3,'L06'!$P65,0)","v":0},{"$f":"IF($F$3=AJ$3,'L07'!$P65,0)","v":0},{"$f":"IF($F$3=AK$3,'L08'!$P65,0)","v":0},{"$f":"IF($F$3=AL$3,'L09'!$P65,0)","v":0},{"$f":"IF($F$3=AM$3,'L10'!$P65,0)","v":0},{"$f":"SUM(AD6:AM6)","v":0}]
[null,"Länge Leitungsnetz ungedämmt","[m]",0,0,null,"nein",null,null,null,"Konstanter Volumenstrom",null,null,null,null,null,null,-23,{"$f":"IF($F$3=S$3,'L01'!$O66,0)","v":0},{"$f":"IF($F$3=T$3,'L02'!$O66,0)","v":0},{"$f":"IF($F$3=U$3,'L03'!$O66,0)","v":0},{"$f":"IF($F$3=V$3,'L04'!$O66,0)","v":0},{"$f":"IF($F$3=W$3,'L05'!$O66,0)","v":0},{"$f":"IF($F$3=X$3,'L06'!$O66,0)","v":0},{"$f":"IF($F$3=Y$3,'L07'!$O66,0)","v":0},{"$f":"IF($F$3=Z$3,'L08'!$O66,0)","v":0},{"$f":"IF($F$3=AA$3,'L09'!$O66,0)","v":0},{"$f":"IF($F$3=AB$3,'L10'!$O66,0)","v":0},0,{"$f":"IF($F$3=AD$3,'L01'!$P66,0)","v":0},{"$f":"IF($F$3=AE$3,'L02'!$P66,0)","v":0},{"$f":"IF($F$3=AF$3,'L03'!$P66,0)","v":0},{"$f":"IF($F$3=AG$3,'L04'!$P66,0)","v":0},{"$f":"IF($F$3=AH$3,'L05'!$P66,0)","v":0},{"$f":"IF($F$3=AI$3,'L06'!$P66,0)","v":0},{"$f":"IF($F$3=AJ$3,'L07'!$P66,0)","v":0},{"$f":"IF($F$3=AK$3,'L08'!$P66,0)","v":0},{"$f":"IF($F$3=AL$3,'L09'!$P66,0)","v":0},{"$f":"IF($F$3=AM$3,'L10'!$P66,0)","v":0},0]
[null,"Durchmesser Leitungsnetz","[mm]",37.982999999999997,37.982999999999997,null,"ja",null,null,null,"Variabler Volumenstrom",null,null,null,null,null,null,-22,{"$f":"IF($F$3=S$3,'L01'!$O67,0)","v":0},{"$f":"IF($F$3=T$3,'L02'!$O67,0)","v":0},{"$f":"IF($F$3=U$3,'L03'!$O67,0)","v":0},{"$f":"IF($F$3=V$3,'L04'!$O67,0)","v":0},{"$f":"IF($F$3=W$3,'L05'!$O67,0)","v":0},{"$f":"IF($F$3=X$3,'L06'!$O67,0)","v":0},{"$f":"IF($F$3=Y$3,'L07'!$O67,0)","v":0},{"$f":"IF($F$3=Z$3,'L08'!$O67,0)","v":0},{"$f":"IF($F$3=AA$3,'L09'!$O67,0)","v":0},{"$f":"IF($F$3=AB$3,'L10'!$O67,0)","v":0},0,{"$f":"IF($F$3=AD$3,'L01'!$P67,0)","v":0},{"$f":"IF($F$3=AE$3,'L02'!$P67,0)","v":0},{"$f":"IF($F$3=AF$3,'L03'!$P67,0)","v":0},{"$f":"IF($F$3=AG$3,'L04'!$P67,0)","v":0},{"$f":"IF($F$3=AH$3,'L05'!$P67,0)","v":0},{"$f":"IF($F$3=AI$3,'L06'!$P67,0)","v":0},{"$f":"IF($F$3=AJ$3,'L07'!$P67,0)","v":0},{"$f":"IF($F$3=AK$3,'L08'!$P67,0)","v":0},{"$f":"IF($F$3=AL$3,'L09'!$P67,0)","v":0},{"$f":"IF($F$3=AM$3,'L10'!$P67,0)","v":0},0]
[null,"Volumenstrom Gruppe \nbei Aussentemperatur=32°C","[m3/h]",0,0,null,null,null,null,null,null,null,"Betriebszeiten",null,null,null,null,-21,{"$f":"IF($F$3=S$3,'L01'!$O68,0)","v":0},{"$f":"IF($F$3=T$3,'L02'!$O68,0)","v":0},{"$f":"IF($F$3=U$3,'L03'!$O68,0)","v":0},{"$f":"IF($F$3=V$3,'L04'!$O68,0)","v":0},{"$f":"IF($F$3=W$3,'L05'!$O68,0)","v":0},{"$f":"IF($F$3=X$3,'L06'!$O68,0)","v":0},{"$f":"IF($F$3=Y$3,'L07'!$O68,0)","v":0},{"$f":"IF($F$3=Z$3,'L08'!$O68,0)","v":0},{"$f":"IF($F$3=AA$3,'L09'!$O68,0)","v":0},{"$f":"IF($F$3=AB$3,'L10'!$O68,0)","v":0},0,{"$f":"IF($F$3=AD$3,'L01'!$P68,0)","v":0},{"$f":"IF($F$3=AE$3,'L02'!$P68,0)","v":0},{"$f":"IF($F$3=AF$3,'L03'!$P68,0)","v":0},{"$f":"IF($F$3=AG$3,'L04'!$P68,0)","v":0},{"$f":"IF($F$3=AH$3,'L05'!$P68,0)","v":0},{"$f":"IF($F$3=AI$3,'L06'!$P68,0)","v":0},{"$f":"IF($F$3=AJ$3,'L07'!$P68,0)","v":0},{"$f":"IF($F$3=AK$3,'L08'!$P68,0)","v":0},{"$f":"IF($F$3=AL$3,'L09'!$P68,0)","v":0},{"$f":"IF($F$3=AM$3,'L10'!$P68,0)","v":0},0]
[null,"Leistung der Pumpe","[kW]",0,0,null,null,null,null,null,"Hand",null,"Betriebszeiten + Entfeuchtung",null,null,null,null,-20,{"$f":"IF($F$3=S$3,'L01'!$O69,0)","v":0},{"$f":"IF($F$3=T$3,'L02'!$O69,0)","v":0},{"$f":"IF($F$3=U$3,'L03'!$O69,0)","v":0},{"$f":"IF($F$3=V$3,'L04'!$O69,0)","v":0},{"$f":"IF($F$3=W$3,'L05'!$O69,0)","v":0},{"$f":"IF($F$3=X$3,'L06'!$O69,0)","v":0},{"$f":"IF($F$3=Y$3,'L07'!$O69,0)","v":0},{"$f":"IF($F$3=Z$3,'L08'!$O69,0)","v":0},{"$f":"IF($F$3=AA$3,'L09'!$O69,0)","v":0},{"$f":"IF($F$3=AB$3,'L10'!$O69,0)","v":0},0,{"$f":"IF($F$3=AD$3,'L01'!$P69,0)","v":0},{"$f":"IF($F$3=AE$3,'L02'!$P69,0)","v":0},{"$f":"IF($F$3=AF$3,'L03'!$P69,0)","v":0},{"$f":"IF($F$3=AG$3,'L04'!$P69,0)","v":0},{"$f":"IF($F$3=AH$3,'L05'!$P69,0)","v":0},{"$f":"IF($F$3=AI$3,'L06'!$P69,0)","v":0},{"$f":"IF($F$3=AJ$3,'L07'!$P69,0)","v":0},{"$f":"IF($F$3=AK$3,'L08'!$P69,0)","v":0},{"$f":"IF($F$3=AL$3,'L09'!$P69,0)","v":0},{"$f":"IF($F$3=AM$3,'L10'!$P69,0)","v":0},0]
[null,"Art der Regulierung",null,"konstanter Volumenstrom",null,null,null,null,null,null,"Kältebedarf",null,null,null,null,null,null,-19,{"$f":"IF($F$3=S$3,'L01'!$O70,0)","v":0},{"$f":"IF($F$3=T$3,'L02'!$O70,0)","v":0},{"$f":"IF($F$3=U$3,'L03'!$O70,0)","v":0},{"$f":"IF($F$3=V$3,'L04'!$O70,0)","v":0},{"$f":"IF($F$3=W$3,'L05'!$O70,0)","v":0},{"$f":"IF($F$3=X$3,'L06'!$O70,0)","v":0},{"$f":"IF($F$3=Y$3,'L07'!$O70,0)","v":0},{"$f":"IF($F$3=Z$3,'L08'!$O70,0)","v":0},{"$f":"IF($F$3=AA$3,'L09'!$O70,0)","v":0},{"$f":"IF($F$3=AB$3,'L10'!$O70,0)","v":0},0,{"$f":"IF($F$3=AD$3,'L01'!$P70,0)","v":0},{"$f":"IF($F$3=AE$3,'L02'!$P70,0)","v":0},{"$f":"IF($F$3=AF$3,'L03'!$P70,0)","v":0},{"$f":"IF($F$3=AG$3,'L04'!$P70,0)","v":0},{"$f":"IF($F$3=AH$3,'L05'!$P70,0)","v":0},{"$f":"IF($F$3=AI$3,'L06'!$P70,0)","v":0},{"$f":"IF($F$3=AJ$3,'L07'!$P70,0)","v":0},{"$f":"IF($F$3=AK$3,'L08'!$P70,0)","v":0},{"$f":"IF($F$3=AL$3,'L09'!$P70,0)","v":0},{"$f":"IF($F$3=AM$3,'L10'!$P70,0)","v":0},0]
["Regulierung:","Regulierung der Pumpe",null,"Druckdifferenz","Druckdifferenz",null,null,null,null,null,"Druckdifferenz",null,null,null,null,null,null,-18,{"$f":"IF($F$3=S$3,'L01'!$O71,0)","v":0},{"$f":"IF($F$3=T$3,'L02'!$O71,0)","v":0},{"$f":"IF($F$3=U$3,'L03'!$O71,0)","v":0},{"$f":"IF($F$3=V$3,'L04'!$O71,0)","v":0},{"$f":"IF($F$3=W$3,'L05'!$O71,0)","v":0},{"$f":"IF($F$3=X$3,'L06'!$O71,0)","v":0},{"$f":"IF($F$3=Y$3,'L07'!$O71,0)","v":0},{"$f":"IF($F$3=Z$3,'L08'!$O71,0)","v":0},{"$f":"IF($F$3=AA$3,'L09'!$O71,0)","v":0},{"$f":"IF($F$3=AB$3,'L10'!$O71,0)","v":0},0,{"$f":"IF($F$3=AD$3,'L01'!$P71,0)","v":0},{"$f":"IF($F$3=AE$3,'L02'!$P71,0)","v":0},{"$f":"IF($F$3=AF$3,'L03'!$P71,0)","v":0},{"$f":"IF($F$3=AG$3,'L04'!$P71,0)","v":0},{"$f":"IF($F$3=AH$3,'L05'!$P71,0)","v":0},{"$f":"IF($F$3=AI$3,'L06'!$P71,0)","v":0},{"$f":"IF($F$3=AJ$3,'L07'!$P71,0)","v":0},{"$f":"IF($F$3=AK$3,'L08'!$P71,0)","v":0},{"$f":"IF($F$3=AL$3,'L09'!$P71,0)","v":0},{"$f":"IF($F$3=AM$3,'L10'!$P71,0)","v":0},0]
[null,"Regulierung der Raumtemperatur",null,"Einzelraumregulierung","Einzelraumregulierung",null,null,null,null,null,null,null,null,null,null,null,null,-17,{"$f":"IF($F$3=S$3,'L01'!$O72,0)","v":0},{"$f":"IF($F$3=T$3,'L02'!$O72,0)","v":0},{"$f":"IF($F$3=U$3,'L03'!$O72,0)","v":0},{"$f":"IF($F$3=V$3,'L04'!$O72,0)","v":0},{"$f":"IF($F$3=W$3,'L05'!$O72,0)","v":0},{"$f":"IF($F$3=X$3,'L06'!$O72,0)","v":0},{"$f":"IF($F$3=Y$3,'L07'!$O72,0)","v":0},{"$f":"IF($F$3=Z$3,'L08'!$O72,0)","v":0},{"$f":"IF($F$3=AA$3,'L09'!$O72,0)","v":0},{"$f":"IF($F$3=AB$3,'L10'!$O72,0)","v":0},0,{"$f":"IF($F$3=AD$3,'L01'!$P72,0)","v":0},{"$f":"IF($F$3=AE$3,'L02'!$P72,0)","v":0},{"$f":"IF($F$3=AF$3,'L03'!$P72,0)","v":0},{"$f":"IF($F$3=AG$3,'L04'!$P72,0)","v":0},{"$f":"IF($F$3=AH$3,'L05'!$P72,0)","v":0},{"$f":"IF($F$3=AI$3,'L06'!$P72,0)","v":0},{"$f":"IF($F$3=AJ$3,'L07'!$P72,0)","v":0},{"$f":"IF($F$3=AK$3,'L08'!$P72,0)","v":0},{"$f":"IF($F$3=AL$3,'L09'!$P72,0)","v":0},{"$f":"IF($F$3=AM$3,'L10'!$P72,0)","v":0},0]
["Parameter:","Art des Kältebedarfs ",null,{"$error":"#N/A"},{"$error":"#N/A"},null,null,null,null,null,{"$f":"Begriffe!B680","v":"übrige Fälle"},null,"Klimakälte",null,null,null,null,-16,{"$f":"IF($F$3=S$3,'L01'!$O73,0)","v":0},{"$f":"IF($F$3=T$3,'L02'!$O73,0)","v":0},{"$f":"IF($F$3=U$3,'L03'!$O73,0)","v":0},{"$f":"IF($F$3=V$3,'L04'!$O73,0)","v":0},{"$f":"IF($F$3=W$3,'L05'!$O73,0)","v":0},{"$f":"IF($F$3=X$3,'L06'!$O73,0)","v":0},{"$f":"IF($F$3=Y$3,'L07'!$O73,0)","v":0},{"$f":"IF($F$3=Z$3,'L08'!$O73,0)","v":0},{"$f":"IF($F$3=AA$3,'L09'!$O73,0)","v":0},{"$f":"IF($F$3=AB$3,'L10'!$O73,0)","v":0},0,{"$f":"IF($F$3=AD$3,'L01'!$P73,0)","v":0},{"$f":"IF($F$3=AE$3,'L02'!$P73,0)","v":0},{"$f":"IF($F$3=AF$3,'L03'!$P73,0)","v":0},{"$f":"IF($F$3=AG$3,'L04'!$P73,0)","v":0},{"$f":"IF($F$3=AH$3,'L05'!$P73,0)","v":0},{"$f":"IF($F$3=AI$3,'L06'!$P73,0)","v":0},{"$f":"IF($F$3=AJ$3,'L07'!$P73,0)","v":0},{"$f":"IF($F$3=AK$3,'L08'!$P73,0)","v":0},{"$f":"IF($F$3=AL$3,'L09'!$P73,0)","v":0},{"$f":"IF($F$3=AM$3,'L10'!$P73,0)","v":0},0]
[null,"Freigabetemperatur","[°C]",0,0,null,null,null,null,null,{"$f":"Begriffe!B681","v":"Einzelraumregulierung"},null,"Kühlraum",null,null,null,null,-15,{"$f":"IF($F$3=S$3,'L01'!$O74,0)","v":0},{"$f":"IF($F$3=T$3,'L02'!$O74,0)","v":0},{"$f":"IF($F$3=U$3,'L03'!$O74,0)","v":0},{"$f":"IF($F$3=V$3,'L04'!$O74,0)","v":0},{"$f":"IF($F$3=W$3,'L05'!$O74,0)","v":0},{"$f":"IF($F$3=X$3,'L06'!$O74,0)","v":0},{"$f":"IF($F$3=Y$3,'L07'!$O74,0)","v":0},{"$f":"IF($F$3=Z$3,'L08'!$O74,0)","v":0},{"$f":"IF($F$3=AA$3,'L09'!$O74,0)","v":0},{"$f":"IF($F$3=AB$3,'L10'!$O74,0)","v":0},0,{"$f":"IF($F$3=AD$3,'L01'!$P74,0)","v":0},{"$f":"IF($F$3=AE$3,'L02'!$P74,0)","v":0},{"$f":"IF($F$3=AF$3,'L03'!$P74,0)","v":0},{"$f":"IF($F$3=AG$3,'L04'!$P74,0)","v":0},{"$f":"IF($F$3=AH$3,'L05'!$P74,0)","v":0},{"$f":"IF($F$3=AI$3,'L06'!$P74,0)","v":0},{"$f":"IF($F$3=AJ$3,'L07'!$P74,0)","v":0},{"$f":"IF($F$3=AK$3,'L08'!$P74,0)","v":0},{"$f":"IF($F$3=AL$3,'L09'!$P74,0)","v":0},{"$f":"IF($F$3=AM$3,'L10'!$P74,0)","v":0},0]
[null,"Raumtemperatur","[°C]",{"$error":"#N/A"},{"$error":"#N/A"},null,null,null,null,null,{"$f":"Begriffe!B682","v":"Referenzraum"},null,"Prozesskälte",null,null,null,null,-14,{"$f":"IF($F$3=S$3,'L01'!$O75,0)","v":0},{"$f":"IF($F$3=T$3,'L02'!$O75,0)","v":0},{"$f":"IF($F$3=U$3,'L03'!$O75,0)","v":0},{"$f":"IF($F$3=V$3,'L04'!$O75,0)","v":0},{"$f":"IF($F$3=W$3,'L05'!$O75,0)","v":0},{"$f":"IF($F$3=X$3,'L06'!$O75,0)","v":0},{"$f":"IF($F$3=Y$3,'L07'!$O75,0)","v":0},{"$f":"IF($F$3=Z$3,'L08'!$O75,0)","v":0},{"$f":"IF($F$3=AA$3,'L09'!$O75,0)","v":0},{"$f":"IF($F$3=AB$3,'L10'!$O75,0)","v":0},0,{"$f":"IF($F$3=AD$3,'L01'!$P75,0)","v":0},{"$f":"IF($F$3=AE$3,'L02'!$P75,0)","v":0},{"$f":"IF($F$3=AF$3,'L03'!$P75,0)","v":0},{"$f":"IF($F$3=AG$3,'L04'!$P75,0)","v":0},{"$f":"IF($F$3=AH$3,'L05'!$P75,0)","v":0},{"$f":"IF($F$3=AI$3,'L06'!$P75,0)","v":0},{"$f":"IF($F$3=AJ$3,'L07'!$P75,0)","v":0},{"$f":"IF($F$3=AK$3,'L08'!$P75,0)","v":0},{"$f":"IF($F$3=AL$3,'L09'!$P75,0)","v":0},{"$f":"IF($F$3=AM$3,'L10'!$P75,0)","v":0},0]
[null,"Abhängigkeit Betriebsart \"Erhöht\" ",null,"Betriebszeiten","Betriebszeiten",null,null,null,null,null,null,null,null,null,null,null,null,-13,{"$f":"IF($F$3=S$3,'L01'!$O76,0)","v":0},{"$f":"IF($F$3=T$3,'L02'!$O76,0)","v":0},{"$f":"IF($F$3=U$3,'L03'!$O76,0)","v":0},{"$f":"IF($F$3=V$3,'L04'!$O76,0)","v":0},{"$f":"IF($F$3=W$3,'L05'!$O76,0)","v":0},{"$f":"IF($F$3=X$3,'L06'!$O76,0)","v":0},{"$f":"IF($F$3=Y$3,'L07'!$O76,0)","v":0},{"$f":"IF($F$3=Z$3,'L08'!$O76,0)","v":0},{"$f":"IF($F$3=AA$3,'L09'!$O76,0)","v":0},{"$f":"IF($F$3=AB$3,'L10'!$O76,0)","v":0},0,{"$f":"IF($F$3=AD$3,'L01'!$P76,0)","v":0},{"$f":"IF($F$3=AE$3,'L02'!$P76,0)","v":0},{"$f":"IF($F$3=AF$3,'L03'!$P76,0)","v":0},{"$f":"IF($F$3=AG$3,'L04'!$P76,0)","v":0},{"$f":"IF($F$3=AH$3,'L05'!$P76,0)","v":0},{"$f":"IF($F$3=AI$3,'L06'!$P76,0)","v":0},{"$f":"IF($F$3=AJ$3,'L07'!$P76,0)","v":0},{"$f":"IF($F$3=AK$3,'L08'!$P76,0)","v":0},{"$f":"IF($F$3=AL$3,'L09'!$P76,0)","v":0},{"$f":"IF($F$3=AM$3,'L10'!$P76,0)","v":0},0]
["Faktoren für Berechnung","Zeitfaktor Regulierung Druckdifferenz",null,0.8,null,null,null,null,null,null,null,null,null,null,null,null,null,-12,{"$f":"IF($F$3=S$3,'L01'!$O77,0)","v":0},{"$f":"IF($F$3=T$3,'L02'!$O77,0)","v":0},{"$f":"IF($F$3=U$3,'L03'!$O77,0)","v":0},{"$f":"IF($F$3=V$3,'L04'!$O77,0)","v":0},{"$f":"IF($F$3=W$3,'L05'!$O77,0)","v":0},{"$f":"IF($F$3=X$3,'L06'!$O77,0)","v":0},{"$f":"IF($F$3=Y$3,'L07'!$O77,0)","v":0},{"$f":"IF($F$3=Z$3,'L08'!$O77,0)","v":0},{"$f":"IF($F$3=AA$3,'L09'!$O77,0)","v":0},{"$f":"IF($F$3=AB$3,'L10'!$O77,0)","v":0},0,{"$f":"IF($F$3=AD$3,'L01'!$P77,0)","v":0},{"$f":"IF($F$3=AE$3,'L02'!$P77,0)","v":0},{"$f":"IF($F$3=AF$3,'L03'!$P77,0)","v":0},{"$f":"IF($F$3=AG$3,'L04'!$P77,0)","v":0},{"$f":"IF($F$3=AH$3,'L05'!$P77,0)","v":0},{"$f":"IF($F$3=AI$3,'L06'!$P77,0)","v":0},{"$f":"IF($F$3=AJ$3,'L07'!$P77,0)","v":0},{"$f":"IF($F$3=AK$3,'L08'!$P77,0)","v":0},{"$f":"IF($F$3=AL$3,'L09'!$P77,0)","v":0},{"$f":"IF($F$3=AM$3,'L10'!$P77,0)","v":0},0]
[null,"Reduktion Raumtemp. bei Einzelraumreg.","K",1,null,null,null,null,null,null,null,null,null,null,null,null,null,-11,{"$f":"IF($F$3=S$3,'L01'!$O78,0)","v":0},{"$f":"IF($F$3=T$3,'L02'!$O78,0)","v":0},{"$f":"IF($F$3=U$3,'L03'!$O78,0)","v":0},{"$f":"IF($F$3=V$3,'L04'!$O78,0)","v":0},{"$f":"IF($F$3=W$3,'L05'!$O78,0)","v":0},{"$f":"IF($F$3=X$3,'L06'!$O78,0)","v":0},{"$f":"IF($F$3=Y$3,'L07'!$O78,0)","v":0},{"$f":"IF($F$3=Z$3,'L08'!$O78,0)","v":0},{"$f":"IF($F$3=AA$3,'L09'!$O78,0)","v":0},{"$f":"IF($F$3=AB$3,'L10'!$O78,0)","v":0},0,{"$f":"IF($F$3=AD$3,'L01'!$P78,0)","v":0},{"$f":"IF($F$3=AE$3,'L02'!$P78,0)","v":0},{"$f":"IF($F$3=AF$3,'L03'!$P78,0)","v":0},{"$f":"IF($F$3=AG$3,'L04'!$P78,0)","v":0},{"$f":"IF($F$3=AH$3,'L05'!$P78,0)","v":0},{"$f":"IF($F$3=AI$3,'L06'!$P78,0)","v":0},{"$f":"IF($F$3=AJ$3,'L07'!$P78,0)","v":0},{"$f":"IF($F$3=AK$3,'L08'!$P78,0)","v":0},{"$f":"IF($F$3=AL$3,'L09'!$P78,0)","v":0},{"$f":"IF($F$3=AM$3,'L10'!$P78,0)","v":0},0]
[null,"Reduktion Max. Leistung bei Prozesskälte",null,1,null,null,null,null,null,null,null,null,null,null,null,null,null,-10,{"$f":"IF($F$3=S$3,'L01'!$O79,0)","v":0},{"$f":"IF($F$3=T$3,'L02'!$O79,0)","v":0},{"$f":"IF($F$3=U$3,'L03'!$O79,0)","v":0},{"$f":"IF($F$3=V$3,'L04'!$O79,0)","v":0},{"$f":"IF($F$3=W$3,'L05'!$O79,0)","v":0},{"$f":"IF($F$3=X$3,'L06'!$O79,0)","v":0},{"$f":"IF($F$3=Y$3,'L07'!$O79,0)","v":0},{"$f":"IF($F$3=Z$3,'L08'!$O79,0)","v":0},{"$f":"IF($F$3=AA$3,'L09'!$O79,0)","v":0},{"$f":"IF($F$3=AB$3,'L10'!$O79,0)","v":0},0,{"$f":"IF($F$3=AD$3,'L01'!$P79,0)","v":0},{"$f":"IF($F$3=AE$3,'L02'!$P79,0)","v":0},{"$f":"IF($F$3=AF$3,'L03'!$P79,0)","v":0},{"$f":"IF($F$3=AG$3,'L04'!$P79,0)","v":0},{"$f":"IF($F$3=AH$3,'L05'!$P79,0)","v":0},{"$f":"IF($F$3=AI$3,'L06'!$P79,0)","v":0},{"$f":"IF($F$3=AJ$3,'L07'!$P79,0)","v":0},{"$f":"IF($F$3=AK$3,'L08'!$P79,0)","v":0},{"$f":"IF($F$3=AL$3,'L09'!$P79,0)","v":0},{"$f":"IF($F$3=AM$3,'L10'!$P79,0)","v":0},0]
[null,"Delta ZUL von internen Lasten","K",4,null,null,null,null,null,null,null,null,null,null,null,null,null,-9,{"$f":"IF($F$3=S$3,'L01'!$O80,0)","v":0},{"$f":"IF($F$3=T$3,'L02'!$O80,0)","v":0},{"$f":"IF($F$3=U$3,'L03'!$O80,0)","v":0},{"$f":"IF($F$3=V$3,'L04'!$O80,0)","v":0},{"$f":"IF($F$3=W$3,'L05'!$O80,0)","v":0},{"$f":"IF($F$3=X$3,'L06'!$O80,0)","v":0},{"$f":"IF($F$3=Y$3,'L07'!$O80,0)","v":0},{"$f":"IF($F$3=Z$3,'L08'!$O80,0)","v":0},{"$f":"IF($F$3=AA$3,'L09'!$O80,0)","v":0},{"$f":"IF($F$3=AB$3,'L10'!$O80,0)","v":0},0,{"$f":"IF($F$3=AD$3,'L01'!$P80,0)","v":0},{"$f":"IF($F$3=AE$3,'L02'!$P80,0)","v":0},{"$f":"IF($F$3=AF$3,'L03'!$P80,0)","v":0},{"$f":"IF($F$3=AG$3,'L04'!$P80,0)","v":0},{"$f":"IF($F$3=AH$3,'L05'!$P80,0)","v":0},{"$f":"IF($F$3=AI$3,'L06'!$P80,0)","v":0},{"$f":"IF($F$3=AJ$3,'L07'!$P80,0)","v":0},{"$f":"IF($F$3=AK$3,'L08'!$P80,0)","v":0},{"$f":"IF($F$3=AL$3,'L09'!$P80,0)","v":0},{"$f":"IF($F$3=AM$3,'L10'!$P80,0)","v":0},0]
[null,"Reduktionsfaktor Pumpe mit FU",null,0.5,null,null,null,null,null,null,"Auslegungsfaktor",null,1,null,null,null,null,-8,{"$f":"IF($F$3=S$3,'L01'!$O81,0)","v":0},{"$f":"IF($F$3=T$3,'L02'!$O81,0)","v":0},{"$f":"IF($F$3=U$3,'L03'!$O81,0)","v":0},{"$f":"IF($F$3=V$3,'L04'!$O81,0)","v":0},{"$f":"IF($F$3=W$3,'L05'!$O81,0)","v":0},{"$f":"IF($F$3=X$3,'L06'!$O81,0)","v":0},{"$f":"IF($F$3=Y$3,'L07'!$O81,0)","v":0},{"$f":"IF($F$3=Z$3,'L08'!$O81,0)","v":0},{"$f":"IF($F$3=AA$3,'L09'!$O81,0)","v":0},{"$f":"IF($F$3=AB$3,'L10'!$O81,0)","v":0},0,{"$f":"IF($F$3=AD$3,'L01'!$P81,0)","v":0},{"$f":"IF($F$3=AE$3,'L02'!$P81,0)","v":0},{"$f":"IF($F$3=AF$3,'L03'!$P81,0)","v":0},{"$f":"IF($F$3=AG$3,'L04'!$P81,0)","v":0},{"$f":"IF($F$3=AH$3,'L05'!$P81,0)","v":0},{"$f":"IF($F$3=AI$3,'L06'!$P81,0)","v":0},{"$f":"IF($F$3=AJ$3,'L07'!$P81,0)","v":0},{"$f":"IF($F$3=AK$3,'L08'!$P81,0)","v":0},{"$f":"IF($F$3=AL$3,'L09'!$P81,0)","v":0},{"$f":"IF($F$3=AM$3,'L10'!$P81,0)","v":0},0]
[null,"Korrekturfaktor",null,{"$error":"#N/A"},null,null,null,null,null,null,"spez. Energiepreise","Bestehend","Optimiert",null,null,null,null,-7,{"$f":"IF($F$3=S$3,'L01'!$O82,0)","v":0},{"$f":"IF($F$3=T$3,'L02'!$O82,0)","v":0},{"$f":"IF($F$3=U$3,'L03'!$O82,0)","v":0},{"$f":"IF($F$3=V$3,'L04'!$O82,0)","v":0},{"$f":"IF($F$3=W$3,'L05'!$O82,0)","v":0},{"$f":"IF($F$3=X$3,'L06'!$O82,0)","v":0},{"$f":"IF($F$3=Y$3,'L07'!$O82,0)","v":0},{"$f":"IF($F$3=Z$3,'L08'!$O82,0)","v":0},{"$f":"IF($F$3=AA$3,'L09'!$O82,0)","v":0},{"$f":"IF($F$3=AB$3,'L10'!$O82,0)","v":0},0,{"$f":"IF($F$3=AD$3,'L01'!$P82,0)","v":0},{"$f":"IF($F$3=AE$3,'L02'!$P82,0)","v":0},{"$f":"IF($F$3=AF$3,'L03'!$P82,0)","v":0},{"$f":"IF($F$3=AG$3,'L04'!$P82,0)","v":0},{"$f":"IF($F$3=AH$3,'L05'!$P82,0)","v":0},{"$f":"IF($F$3=AI$3,'L06'!$P82,0)","v":0},{"$f":"IF($F$3=AJ$3,'L07'!$P82,0)","v":0},{"$f":"IF($F$3=AK$3,'L08'!$P82,0)","v":0},{"$f":"IF($F$3=AL$3,'L09'!$P82,0)","v":0},{"$f":"IF($F$3=AM$3,'L10'!$P82,0)","v":0},0]
[null,"Anzahl Tage bei Regulierung \"Hand\"","Tage/Jahr",365,null,null,null,null,null,null,{"$f":"Grundlagendaten!L65","v":"Elektrizität"},{"$f":"VLOOKUP(K24,Startblatt!$B$21:$E$26,4,FALSE)","v":{"$error":"#N/A"}},{"$f":"VLOOKUP(K24,Startblatt!$B$21:$E$26,4,FALSE)","v":{"$error":"#N/A"}},"Rp. / kWh",null,null,null,-6,{"$f":"IF($F$3=S$3,'L01'!$O83,0)","v":0},{"$f":"IF($F$3=T$3,'L02'!$O83,0)","v":0},{"$f":"IF($F$3=U$3,'L03'!$O83,0)","v":0},{"$f":"IF($F$3=V$3,'L04'!$O83,0)","v":0},{"$f":"IF($F$3=W$3,'L05'!$O83,0)","v":0},{"$f":"IF($F$3=X$3,'L06'!$O83,0)","v":0},{"$f":"IF($F$3=Y$3,'L07'!$O83,0)","v":0},{"$f":"IF($F$3=Z$3,'L08'!$O83,0)","v":0},{"$f":"IF($F$3=AA$3,'L09'!$O83,0)","v":0},{"$f":"IF($F$3=AB$3,'L10'!$O83,0)","v":0},0,{"$f":"IF($F$3=AD$3,'L01'!$P83,0)","v":0},{"$f":"IF($F$3=AE$3,'L02'!$P83,0)","v":0},{"$f":"IF($F$3=AF$3,'L03'!$P83,0)","v":0},{"$f":"IF($F$3=AG$3,'L04'!$P83,0)","v":0},{"$f":"IF($F$3=AH$3,'L05'!$P83,0)","v":0},{"$f":"IF($F$3=AI$3,'L06'!$P83,0)","v":0},{"$f":"IF($F$3=AJ$3,'L07'!$P83,0)","v":0},{"$f":"IF($F$3=AK$3,'L08'!$P83,0)","v":0},{"$f":"IF($F$3=AL$3,'L09'!$P83,0)","v":0},{"$f":"IF($F$3=AM$3,'L10'!$P83,0)","v":0},0]
[null,"Entfeuchtung ab","g/kg",12,null,null,null,null,null,null,"Wärme",{"$f":"'Berechnung WE'!E857*100","v":0},{"$f":"'Berechnung WE'!F857*100","v":0},"Rp. / kWh",null,null,null,-5,{"$f":"IF($F$3=S$3,'L01'!$O84,0)","v":0},{"$f":"IF($F$3=T$3,'L02'!$O84,0)","v":0},{"$f":"IF($F$3=U$3,'L03'!$O84,0)","v":0},{"$f":"IF($F$3=V$3,'L04'!$O84,0)","v":0},{"$f":"IF($F$3=W$3,'L05'!$O84,0)","v":0},{"$f":"IF($F$3=X$3,'L06'!$O84,0)","v":0},{"$f":"IF($F$3=Y$3,'L07'!$O84,0)","v":0},{"$f":"IF($F$3=Z$3,'L08'!$O84,0)","v":0},{"$f":"IF($F$3=AA$3,'L09'!$O84,0)","v":0},{"$f":"IF($F$3=AB$3,'L10'!$O84,0)","v":0},0,{"$f":"IF($F$3=AD$3,'L01'!$P84,0)","v":0},{"$f":"IF($F$3=AE$3,'L02'!$P84,0)","v":0},{"$f":"IF($F$3=AF$3,'L03'!$P84,0)","v":0},{"$f":"IF($F$3=AG$3,'L04'!$P84,0)","v":0},{"$f":"IF($F$3=AH$3,'L05'!$P84,0)","v":0},{"$f":"IF($F$3=AI$3,'L06'!$P84,0)","v":0},{"$f":"IF($F$3=AJ$3,'L07'!$P84,0)","v":0},{"$f":"IF($F$3=AK$3,'L08'!$P84,0)","v":0},{"$f":"IF($F$3=AL$3,'L09'!$P84,0)","v":0},{"$f":"IF($F$3=AM$3,'L10'!$P84,0)","v":0},0]
["Betriebszeiten:",null,"Mo - Fr.",null,"Sa",null,"So",null,null,null,"Kälte",{"$f":"KE!$Z$62","v":{"$error":"#N/A"}},{"$f":"KE!$AA$62","v":{"$error":"#N/A"}},"Rp. / kWh",null,null,null,-4,{"$f":"IF($F$3=S$3,'L01'!$O85,0)","v":0},{"$f":"IF($F$3=T$3,'L02'!$O85,0)","v":0},{"$f":"IF($F$3=U$3,'L03'!$O85,0)","v":0},{"$f":"IF($F$3=V$3,'L04'!$O85,0)","v":0},{"$f":"IF($F$3=W$3,'L05'!$O85,0)","v":0},{"$f":"IF($F$3=X$3,'L06'!$O85,0)","v":0},{"$f":"IF($F$3=Y$3,'L07'!$O85,0)","v":0},{"$f":"IF($F$3=Z$3,'L08'!$O85,0)","v":0},{"$f":"IF($F$3=AA$3,'L09'!$O85,0)","v":0},{"$f":"IF($F$3=AB$3,'L10'!$O85,0)","v":0},0,{"$f":"IF($F$3=AD$3,'L01'!$P85,0)","v":0},{"$f":"IF($F$3=AE$3,'L02'!$P85,0)","v":0},{"$f":"IF($F$3=AF$3,'L03'!$P85,0)","v":0},{"$f":"IF($F$3=AG$3,'L04'!$P85,0)","v":0},{"$f":"IF($F$3=AH$3,'L05'!$P85,0)","v":0},{"$f":"IF($F$3=AI$3,'L06'!$P85,0)","v":0},{"$f":"IF($F$3=AJ$3,'L07'!$P85,0)","v":0},{"$f":"IF($F$3=AK$3,'L08'!$P85,0)","v":0},{"$f":"IF($F$3=AL$3,'L09'!$P85,0)","v":0},{"$f":"IF($F$3=AM$3,'L10'!$P85,0)","v":0},0]
["alt",null,"von","bis","von","bis","von","bis",null,null,{"$f":"Grundlagendaten!L67","v":"Wasser"},{"$f":"VLOOKUP(K27,Startblatt!$B$21:$E$26,4,FALSE)*100","v":185},{"$f":"VLOOKUP(K27,Startblatt!$B$21:$E$26,4,FALSE)*100","v":185},"Rp. / m3",null,null,null,-3,{"$f":"IF($F$3=S$3,'L01'!$O86,0)","v":0},{"$f":"IF($F$3=T$3,'L02'!$O86,0)","v":0},{"$f":"IF($F$3=U$3,'L03'!$O86,0)","v":0},{"$f":"IF($F$3=V$3,'L04'!$O86,0)","v":0},{"$f":"IF($F$3=W$3,'L05'!$O86,0)","v":0},{"$f":"IF($F$3=X$3,'L06'!$O86,0)","v":0},{"$f":"IF($F$3=Y$3,'L07'!$O86,0)","v":0},{"$f":"IF($F$3=Z$3,'L08'!$O86,0)","v":0},{"$f":"IF($F$3=AA$3,'L09'!$O86,0)","v":0},{"$f":"IF($F$3=AB$3,'L10'!$O86,0)","v":0},0,{"$f":"IF($F$3=AD$3,'L01'!$P86,0)","v":0},{"$f":"IF($F$3=AE$3,'L02'!$P86,0)","v":0},{"$f":"IF($F$3=AF$3,'L03'!$P86,0)","v":0},{"$f":"IF($F$3=AG$3,'L04'!$P86,0)","v":0},{"$f":"IF($F$3=AH$3,'L05'!$P86,0)","v":0},{"$f":"IF($F$3=AI$3,'L06'!$P86,0)","v":0},{"$f":"IF($F$3=AJ$3,'L07'!$P86,0)","v":0},{"$f":"IF($F$3=AK$3,'L08'!$P86,0)","v":0},{"$f":"IF($F$3=AL$3,'L09'!$P86,0)","v":0},{"$f":"IF($F$3=AM$3,'L10'!$P86,0)","v":0},0]
[null,"Normal","00:00:00","23:59:00","00:00:00","23:59:00","00:00:00","23:59:00",null,null,null,null,null,null,null,null,null,-2,{"$f":"IF($F$3=S$3,'L01'!$O87,0)","v":0},{"$f":"IF($F$3=T$3,'L02'!$O87,0)","v":0},{"$f":"IF($F$3=U$3,'L03'!$O87,0)","v":0},{"$f":"IF($F$3=V$3,'L04'!$O87,0)","v":0},{"$f":"IF($F$3=W$3,'L05'!$O87,0)","v":0},{"$f":"IF($F$3=X$3,'L06'!$O87,0)","v":0},{"$f":"IF($F$3=Y$3,'L07'!$O87,0)","v":0},{"$f":"IF($F$3=Z$3,'L08'!$O87,0)","v":0},{"$f":"IF($F$3=AA$3,'L09'!$O87,0)","v":0},{"$f":"IF($F$3=AB$3,'L10'!$O87,0)","v":0},0,{"$f":"IF($F$3=AD$3,'L01'!$P87,0)","v":0},{"$f":"IF($F$3=AE$3,'L02'!$P87,0)","v":0},{"$f":"IF($F$3=AF$3,'L03'!$P87,0)","v":0},{"$f":"IF($F$3=AG$3,'L04'!$P87,0)","v":0},{"$f":"IF($F$3=AH$3,'L05'!$P87,0)","v":0},{"$f":"IF($F$3=AI$3,'L06'!$P87,0)","v":0},{"$f":"IF($F$3=AJ$3,'L07'!$P87,0)","v":0},{"$f":"IF($F$3=AK$3,'L08'!$P87,0)","v":0},{"$f":"IF($F$3=AL$3,'L09'!$P87,0)","v":0},{"$f":"IF($F$3=AM$3,'L10'!$P87,0)","v":0},0]
[null,null,"00:00:00","00:00:00","00:00:00","00:00:00","00:00:00","00:00:00",null,null,null,null,null,null,null,null,null,-1,{"$f":"IF($F$3=S$3,'L01'!$O88,0)","v":0},{"$f":"IF($F$3=T$3,'L02'!$O88,0)","v":0},{"$f":"IF($F$3=U$3,'L03'!$O88,0)","v":0},{"$f":"IF($F$3=V$3,'L04'!$O88,0)","v":0},{"$f":"IF($F$3=W$3,'L05'!$O88,0)","v":0},{"$f":"IF($F$3=X$3,'L06'!$O88,0)","v":0},{"$f":"IF($F$3=Y$3,'L07'!$O88,0)","v":0},{"$f":"IF($F$3=Z$3,'L08'!$O88,0)","v":0},{"$f":"IF($F$3=AA$3,'L09'!$O88,0)","v":0},{"$f":"IF($F$3=AB$3,'L10'!$O88,0)","v":0},0,{"$f":"IF($F$3=AD$3,'L01'!$P88,0)","v":0},{"$f":"IF($F$3=AE$3,'L02'!$P88,0)","v":0},{"$f":"IF($F$3=AF$3,'L03'!$P88,0)","v":0},{"$f":"IF($F$3=AG$3,'L04'!$P88,0)","v":0},{"$f":"IF($F$3=AH$3,'L05'!$P88,0)","v":0},{"$f":"IF($F$3=AI$3,'L06'!$P88,0)","v":0},{"$f":"IF($F$3=AJ$3,'L07'!$P88,0)","v":0},{"$f":"IF($F$3=AK$3,'L08'!$P88,0)","v":0},{"$f":"IF($F$3=AL$3,'L09'!$P88,0)","v":0},{"$f":"IF($F$3=AM$3,'L10'!$P88,0)","v":0},0]
[null,null,null,null,null,null,null,null,null,null,null,null,null,null,null,null,null,0,{"$f":"IF($F$3=S$3,'L01'!$O89,0)","v":0},{"$f":"IF($F$3=T$3,'L02'!$O89,0)","v":0},{"$f":"IF($F$3=U$3,'L03'!$O89,0)","v":0},{"$f":"IF($F$3=V$3,'L04'!$O89,0)","v":0},{"$f":"IF($F$3=W$3,'L05'!$O89,0)","v":0},{"$f":"IF($F$3=X$3,'L06'!$O89,0)","v":0},{"$f":"IF($F$3=Y$3,'L07'!$O89,0)","v":0},{"$f":"IF($F$3=Z$3,'L08'!$O89,0)","v":0},{"$f":"IF($F$3=AA$3,'L09'!$O89,0)","v":0},{"$f":"IF($F$3=AB$3,'L10'!$O89,0)","v":0},0,{"$f":"IF($F$3=AD$3,'L01'!$P89,0)","v":0},{"$f":"IF($F$3=AE$3,'L02'!$P89,0)","v":0},{"$f":"IF($F$3=AF$3,'L03'!$P89,0)","v":0},{"$f":"IF($F$3=AG$3,'L04'!$P89,0)","v":0},{"$f":"IF($F$3=AH$3,'L05'!$P89,0)","v":0},{"$f":"IF($F$3=AI$3,'L06'!$P89,0)","v":0},{"$f":"IF($F$3=AJ$3,'L07'!$P89,0)","v":0},{"$f":"IF($F$3=AK$3,'L08'!$P89,0)","v":0},{"$f":"IF($F$3=AL$3,'L09'!$P89,0)","v":0},{"$f":"IF($F$3=AM$3,'L10'!$P89,0)","v":0},0]
[null,null,null,null,null,null,null,null,null,null,null,null,null,null,null,null,null,1,{"$f":"IF($F$3=S$3,'L01'!$O90,0)","v":0},{"$f":"IF($F$3=T$3,'L02'!$O90,0)","v":0},{"$f":"IF($F$3=U$3,'L03'!$O90,0)","v":0},{"$f":"IF($F$3=V$3,'L04'!$O90,0)","v":0},{"$f":"IF($F$3=W$3,'L05'!$O90,0)","v":0},{"$f":"IF($F$3=X$3,'L06'!$O90,0)","v":0},{"$f":"IF($F$3=Y$3,'L07'!$O90,0)","v":0},{"$f":"IF($F$3=Z$3,'L08'!$O90,0)","v":0},{"$f":"IF($F$3=AA$3,'L09'!$O90,0)","v":0},{"$f":"IF($F$3=AB$3,'L10'!$O90,0)","v":0},0,{"$f":"IF($F$3=AD$3,'L01'!$P90,0)","v":0},{"$f":"IF($F$3=AE$3,'L02'!$P90,0)","v":0},{"$f":"IF($F$3=AF$3,'L03'!$P90,0)","v":0},{"$f":"IF($F$3=AG$3,'L04'!$P90,0)","v":0},{"$f":"IF($F$3=AH$3,'L05'!$P90,0)","v":0},{"$f":"IF($F$3=AI$3,'L06'!$P90,0)","v":0},{"$f":"IF($F$3=AJ$3,'L07'!$P90,0)","v":0},{"$f":"IF($F$3=AK$3,'L08'!$P90,0)","v":0},{"$f":"IF($F$3=AL$3,'L09'!$P90,0)","v":0},{"$f":"IF($F$3=AM$3,'L10'!$P90,0)","v":0},0]
[null,"Erhöht","00:00:00","00:00:00","00:00:00","00:00:00","00:00:00","00:00:00",null,null,null,null,null,null,null,null,null,2,{"$f":"IF($F$3=S$3,'L01'!$O91,0)","v":0},{"$f":"IF($F$3=T$3,'L02'!$O91,0)","v":0},{"$f":"IF($F$3=U$3,'L03'!$O91,0)","v":0},{"$f":"IF($F$3=V$3,'L04'!$O91,0)","v":0},{"$f":"IF($F$3=W$3,'L05'!$O91,0)","v":0},{"$f":"IF($F$3=X$3,'L06'!$O91,0)","v":0},{"$f":"IF($F$3=Y$3,'L07'!$O91,0)","v":0},{"$f":"IF($F$3=Z$3,'L08'!$O91,0)","v":0},{"$f":"IF($F$3=AA$3,'L09'!$O91,0)","v":0},{"$f":"IF($F$3=AB$3,'L10'!$O91,0)","v":0},0,{"$f":"IF($F$3=AD$3,'L01'!$P91,0)","v":0},{"$f":"IF($F$3=AE$3,'L02'!$P91,0)","v":0},{"$f":"IF($F$3=AF$3,'L03'!$P91,0)","v":0},{"$f":"IF($F$3=AG$3,'L04'!$P91,0)","v":0},{"$f":"IF($F$3=AH$3,'L05'!$P91,0)","v":0},{"$f":"IF($F$3=AI$3,'L06'!$P91,0)","v":0},{"$f":"IF($F$3=AJ$3,'L07'!$P91,0)","v":0},{"$f":"IF($F$3=AK$3,'L08'!$P91,0)","v":0},{"$f":"IF($F$3=AL$3,'L09'!$P91,0)","v":0},{"$f":"IF($F$3=AM$3,'L10'!$P91,0)","v":0},0]
[null,null,"00:00:00","00:00:00","00:00:00","00:00:00","00:00:00","00:00:00",null,null,null,null,null,null,null,null,null,3,{"$f":"IF($F$3=S$3,'L01'!$O92,0)","v":0},{"$f":"IF($F$3=T$3,'L02'!$O92,0)","v":0},{"$f":"IF($F$3=U$3,'L03'!$O92,0)","v":0},{"$f":"IF($F$3=V$3,'L04'!$O92,0)","v":0},{"$f":"IF($F$3=W$3,'L05'!$O92,0)","v":0},{"$f":"IF($F$3=X$3,'L06'!$O92,0)","v":0},{"$f":"IF($F$3=Y$3,'L07'!$O92,0)","v":0},{"$f":"IF($F$3=Z$3,'L08'!$O92,0)","v":0},{"$f":"IF($F$3=AA$3,'L09'!$O92,0)","v":0},{"$f":"IF($F$3=AB$3,'L10'!$O92,0)","v":0},0,{"$f":"IF($F$3=AD$3,'L01'!$P92,0)","v":0},{"$f":"IF($F$3=AE$3,'L02'!$P92,0)","v":0},{"$f":"IF($F$3=AF$3,'L03'!$P92,0)","v":0},{"$f":"IF($F$3=AG$3,'L04'!$P92,0)","v":0},{"$f":"IF($F$3=AH$3,'L05'!$P92,0)","v":0},{"$f":"IF($F$3=AI$3,'L06'!$P92,0)","v":0},{"$f":"IF($F$3=AJ$3,'L07'!$P92,0)","v":0},{"$f":"IF($F$3=AK$3,'L08'!$P92,0)","v":0},{"$f":"IF($F$3=AL$3,'L09'!$P92,0)","v":0},{"$f":"IF($F$3=AM$3,'L10'!$P92,0)","v":0},0]
[null,null,null,null,null,null,null,null,null,null,null,null,null,null,null,null,null,4,{"$f":"IF($F$3=S$3,'L01'!$O93,0)","v":0},{"$f":"IF($F$3=T$3,'L02'!$O93,0)","v":0},{"$f":"IF($F$3=U$3,'L03'!$O93,0)","v":0},{"$f":"IF($F$3=V$3,'L04'!$O93,0)","v":0},{"$f":"IF($F$3=W$3,'L05'!$O93,0)","v":0},{"$f":"IF($F$3=X$3,'L06'!$O93,0)","v":0},{"$f":"IF($F$3=Y$3,'L07'!$O93,0)","v":0},{"$f":"IF($F$3=Z$3,'L08'!$O93,0)","v":0},{"$f":"IF($F$3=AA$3,'L09'!$O93,0)","v":0},{"$f":"IF($F$3=AB$3,'L10'!$O93,0)","v":0},0,{"$f":"IF($F$3=AD$3,'L01'!$P93,0)","v":0},{"$f":"IF($F$3=AE$3,'L02'!$P93,0)","v":0},{"$f":"IF($F$3=AF$3,'L03'!$P93,0)","v":0},{"$f":"IF($F$3=AG$3,'L04'!$P93,0)","v":0},{"$f":"IF($F$3=AH$3,'L05'!$P93,0)","v":0},{"$f":"IF($F$3=AI$3,'L06'!$P93,0)","v":0},{"$f":"IF($F$3=AJ$3,'L07'!$P93,0)","v":0},{"$f":"IF($F$3=AK$3,'L08'!$P93,0)","v":0},{"$f":"IF($F$3=AL$3,'L09'!$P93,0)","v":0},{"$f":"IF($F$3=AM$3,'L10'!$P93,0)","v":0},0]
[null,null,null,null,null,null,null,null,null,null,null,null,null,null,null,null,null,5,{"$f":"IF($F$3=S$3,'L01'!$O94,0)","v":0},{"$f":"IF($F$3=T$3,'L02'!$O94,0)","v":0},{"$f":"IF($F$3=U$3,'L03'!$O94,0)","v":0},{"$f":"IF($F$3=V$3,'L04'!$O94,0)","v":0},{"$f":"IF($F$3=W$3,'L05'!$O94,0)","v":0},{"$f":"IF($F$3=X$3,'L06'!$O94,0)","v":0},{"$f":"IF($F$3=Y$3,'L07'!$O94,0)","v":0},{"$f":"IF($F$3=Z$3,'L08'!$O94,0)","v":0},{"$f":"IF($F$3=AA$3,'L09'!$O94,0)","v":0},{"$f":"IF($F$3=AB$3,'L10'!$O94,0)","v":0},0,{"$f":"IF($F$3=AD$3,'L01'!$P94,0)","v":0},{"$f":"IF($F$3=AE$3,'L02'!$P94,0)","v":0},{"$f":"IF($F$3=AF$3,'L03'!$P94,0)","v":0},{"$f":"IF($F$3=AG$3,'L04'!$P94,0)","v":0},{"$f":"IF($F$3=AH$3,'L05'!$P94,0)","v":0},{"$f":"IF($F$3=AI$3,'L06'!$P94,0)","v":0},{"$f":"IF($F$3=AJ$3,'L07'!$P94,0)","v":0},{"$f":"IF($F$3=AK$3,'L08'!$P94,0)","v":0},{"$f":"IF($F$3=AL$3,'L09'!$P94,0)","v":0},{"$f":"IF($F$3=AM$3,'L10'!$P94,0)","v":0},0]
[null,"Plausibilitätstest","i.O",0.99930555555555556,"i.O",0.99930555555555556,"i.O",0.99930555555555556,null,null,null,null,null,null,null,null,null,6,{"$f":"IF($F$3=S$3,'L01'!$O95,0)","v":0},{"$f":"IF($F$3=T$3,'L02'!$O95,0)","v":0},{"$f":"IF($F$3=U$3,'L03'!$O95,0)","v":0},{"$f":"IF($F$3=V$3,'L04'!$O95,0)","v":0},{"$f":"IF($F$3=W$3,'L05'!$O95,0)","v":0},{"$f":"IF($F$3=X$3,'L06'!$O95,0)","v":0},{"$f":"IF($F$3=Y$3,'L07'!$O95,0)","v":0},{"$f":"IF($F$3=Z$3,'L08'!$O95,0)","v":0},{"$f":"IF($F$3=AA$3,'L09'!$O95,0)","v":0},{"$f":"IF($F$3=AB$3,'L10'!$O95,0)","v":0},0,{"$f":"IF($F$3=AD$3,'L01'!$P95,0)","v":0},{"$f":"IF($F$3=AE$3,'L02'!$P95,0)","v":0},{"$f":"IF($F$3=AF$3,'L03'!$P95,0)","v":0},{"$f":"IF($F$3=AG$3,'L04'!$P95,0)","v":0},{"$f":"IF($F$3=AH$3,'L05'!$P95,0)","v":0},{"$f":"IF($F$3=AI$3,'L06'!$P95,0)","v":0},{"$f":"IF($F$3=AJ$3,'L07'!$P95,0)","v":0},{"$f":"IF($F$3=AK$3,'L08'!$P95,0)","v":0},{"$f":"IF($F$3=AL$3,'L09'!$P95,0)","v":0},{"$f":"IF($F$3=AM$3,'L10'!$P95,0)","v":0},0]
["optimiert",null,"Mo - Fr.",null,"Sa",null,"So",null,null,null,null,null,null,null,null,null,null,7,{"$f":"IF($F$3=S$3,'L01'!$O96,0)","v":0},{"$f":"IF($F$3=T$3,'L02'!$O96,0)","v":0},{"$f":"IF($F$3=U$3,'L03'!$O96,0)","v":0},{"$f":"IF($F$3=V$3,'L04'!$O96,0)","v":0},{"$f":"IF($F$3=W$3,'L05'!$O96,0)","v":0},{"$f":"IF($F$3=X$3,'L06'!$O96,0)","v":0},{"$f":"IF($F$3=Y$3,'L07'!$O96,0)","v":0},{"$f":"IF($F$3=Z$3,'L08'!$O96,0)","v":0},{"$f":"IF($F$3=AA$3,'L09'!$O96,0)","v":0},{"$f":"IF($F$3=AB$3,'L10'!$O96,0)","v":0},0,{"$f":"IF($F$3=AD$3,'L01'!$P96,0)","v":0},{"$f":"IF($F$3=AE$3,'L02'!$P96,0)","v":0},{"$f":"IF($F$3=AF$3,'L03'!$P96,0)","v":0},{"$f":"IF($F$3=AG$3,'L04'!$P96,0)","v":0},{"$f":"IF($F$3=AH$3,'L05'!$P96,0)","v":0},{"$f":"IF($F$3=AI$3,'L06'!$P96,0)","v":0},{"$f":"IF($F$3=AJ$3,'L07'!$P96,0)","v":0},{"$f":"IF($F$3=AK$3,'L08'!$P96,0)","v":0},{"$f":"IF($F$3=AL$3,'L09'!$P96,0)","v":0},{"$f":"IF($F$3=AM$3,'L10'!$P96,0)","v":0},0]
[null,null,"von","bis","von","bis","von","bis",null,null,null,null,null,null,null,null,null,8,{"$f":"IF($F$3=S$3,'L01'!$O97,0)","v":0},{"$f":"IF($F$3=T$3,'L02'!$O97,0)","v":0},{"$f":"IF($F$3=U$3,'L03'!$O97,0)","v":0},{"$f":"IF($F$3=V$3,'L04'!$O97,0)","v":0},{"$f":"IF($F$3=W$3,'L05'!$O97,0)","v":0},{"$f":"IF($F$3=X$3,'L06'!$O97,0)","v":0},{"$f":"IF($F$3=Y$3,'L07'!$O97,0)","v":0},{"$f":"IF($F$3=Z$3,'L08'!$O97,0)","v":0},{"$f":"IF($F$3=AA$3,'L09'!$O97,0)","v":0},{"$f":"IF($F$3=AB$3,'L10'!$O97,0)","v":0},0,{"$f":"IF($F$3=AD$3,'L01'!$P97,0)","v":0},{"$f":"IF($F$3=AE$3,'L02'!$P97,0)","v":0},{"$f":"IF($F$3=AF$3,'L03'!$P97,0)","v":0},{"$f":"IF($F$3=AG$3,'L04'!$P97,0)","v":0},{"$f":"IF($F$3=AH$3,'L05'!$P97,0)","v":0},{"$f":"IF($F$3=AI$3,'L06'!$P97,0)","v":0},{"$f":"IF($F$3=AJ$3,'L07'!$P97,0)","v":0},{"$f":"IF($F$3=AK$3,'L08'!$P97,0)","v":0},{"$f":"IF($F$3=AL$3,'L09'!$P97,0)","v":0},{"$f":"IF($F$3=AM$3,'L10'!$P97,0)","v":0},0]
[null,"Normal","00:00:00","23:59:00","00:00:00","23:59:00","00:00:00","23:59:00",null,null,null,null,null,null,null,null,null,9,{"$f":"IF($F$3=S$3,'L01'!$O98,0)","v":0},{"$f":"IF($F$3=T$3,'L02'!$O98,0)","v":0},{"$f":"IF($F$3=U$3,'L03'!$O98,0)","v":0},{"$f":"IF($F$3=V$3,'L04'!$O98,0)","v":0},{"$f":"IF($F$3=W$3,'L05'!$O98,0)","v":0},{"$f":"IF($F$3=X$3,'L06'!$O98,0)","v":0},{"$f":"IF($F$3=Y$3,'L07'!$O98,0)","v":0},{"$f":"IF($F$3=Z$3,'L08'!$O98,0)","v":0},{"$f":"IF($F$3=AA$3,'L09'!$O98,0)","v":0},{"$f":"IF($F$3=AB$3,'L10'!$O98,0)","v":0},0,{"$f":"IF($F$3=AD$3,'L01'!$P98,0)","v":0},{"$f":"IF($F$3=AE$3,'L02'!$P98,0)","v":0},{"$f":"IF($F$3=AF$3,'L03'!$P98,0)","v":0},{"$f":"IF($F$3=AG$3,'L04'!$P98,0)","v":0},{"$f":"IF($F$3=AH$3,'L05'!$P98,0)","v":0},{"$f":"IF($F$3=AI$3,'L06'!$P98,0)","v":0},{"$f":"IF($F$3=AJ$3,'L07'!$P98,0)","v":0},{"$f":"IF($F$3=AK$3,'L08'!$P98,0)","v":0},{"$f":"IF($F$3=AL$3,'L09'!$P98,0)","v":0},{"$f":"IF($F$3=AM$3,'L10'!$P98,0)","v":0},0]
[null,null,"00:00:00","00:00:00","00:00:00","00:00:00","00:00:00","00:00:00",null,null,null,null,null,null,null,null,null,10,{"$f":"IF($F$3=S$3,'L01'!$O99,0)","v":0},{"$f":"IF($F$3=T$3,'L02'!$O99,0)","v":0},{"$f":"IF($F$3=U$3,'L03'!$O99,0)","v":0},{"$f":"IF($F$3=V$3,'L04'!$O99,0)","v":0},{"$f":"IF($F$3=W$3,'L05'!$O99,0)","v":0},{"$f":"IF($F$3=X$3,'L06'!$O99,0)","v":0},{"$f":"IF($F$3=Y$3,'L07'!$O99,0)","v":0},{"$f":"IF($F$3=Z$3,'L08'!$O99,0)","v":0},{"$f":"IF($F$3=AA$3,'L09'!$O99,0)","v":0},{"$f":"IF($F$3=AB$3,'L10'!$O99,0)","v":0},0,{"$f":"IF($F$3=AD$3,'L01'!$P99,0)","v":0},{"$f":"IF($F$3=AE$3,'L02'!$P99,0)","v":0},{"$f":"IF($F$3=AF$3,'L03'!$P99,0)","v":0},{"$f":"IF($F$3=AG$3,'L04'!$P99,0)","v":0},{"$f":"IF($F$3=AH$3,'L05'!$P99,0)","v":0},{"$f":"IF($F$3=AI$3,'L06'!$P99,0)","v":0},{"$f":"IF($F$3=AJ$3,'L07'!$P99,0)","v":0},{"$f":"IF($F$3=AK$3,'L08'!$P99,0)","v":0},{"$f":"IF($F$3=AL$3,'L09'!$P99,0)","v":0},{"$f":"IF($F$3=AM$3,'L10'!$P99,0)","v":0},0]
[null,null,null,null,null,null,null,null,null,null,null,null,null,null,null,null,null,11,{"$f":"IF($F$3=S$3,'L01'!$O100,0)","v":0},{"$f":"IF($F$3=T$3,'L02'!$O100,0)","v":0},{"$f":"IF($F$3=U$3,'L03'!$O100,0)","v":0},{"$f":"IF($F$3=V$3,'L04'!$O100,0)","v":0},{"$f":"IF($F$3=W$3,'L05'!$O100,0)","v":0},{"$f":"IF($F$3=X$3,'L06'!$O100,0)","v":0},{"$f":"IF($F$3=Y$3,'L07'!$O100,0)","v":0},{"$f":"IF($F$3=Z$3,'L08'!$O100,0)","v":0},{"$f":"IF($F$3=AA$3,'L09'!$O100,0)","v":0},{"$f":"IF($F$3=AB$3,'L10'!$O100,0)","v":0},0,{"$f":"IF($F$3=AD$3,'L01'!$P100,0)","v":0},{"$f":"IF($F$3=AE$3,'L02'!$P100,0)","v":0},{"$f":"IF($F$3=AF$3,'L03'!$P100,0)","v":0},{"$f":"IF($F$3=AG$3,'L04'!$P100,0)","v":0},{"$f":"IF($F$3=AH$3,'L05'!$P100,0)","v":0},{"$f":"IF($F$3=AI$3,'L06'!$P100,0)","v":0},{"$f":"IF($F$3=AJ$3,'L07'!$P100,0)","v":0},{"$f":"IF($F$3=AK$3,'L08'!$P100,0)","v":0},{"$f":"IF($F$3=AL$3,'L09'!$P100,0)","v":0},{"$f":"IF($F$3=AM$3,'L10'!$P100,0)","v":0},0]
[null,null,null,null,null,null,null,null,null,null,null,null,null,null,null,null,null,12,{"$f":"IF($F$3=S$3,'L01'!$O101,0)","v":0},{"$f":"IF($F$3=T$3,'L02'!$O101,0)","v":0},{"$f":"IF($F$3=U$3,'L03'!$O101,0)","v":0},{"$f":"IF($F$3=V$3,'L04'!$O101,0)","v":0},{"$f":"IF($F$3=W$3,'L05'!$O101,0)","v":0},{"$f":"IF($F$3=X$3,'L06'!$O101,0)","v":0},{"$f":"IF($F$3=Y$3,'L07'!$O101,0)","v":0},{"$f":"IF($F$3=Z$3,'L08'!$O101,0)","v":0},{"$f":"IF($F$3=AA$3,'L09'!$O101,0)","v":0},{"$f":"IF($F$3=AB$3,'L10'!$O101,0)","v":0},0,{"$f":"IF($F$3=AD$3,'L01'!$P101,0)","v":0},{"$f":"IF($F$3=AE$3,'L02'!$P101,0)","v":0},{"$f":"IF($F$3=AF$3,'L03'!$P101,0)","v":0},{"$f":"IF($F$3=AG$3,'L04'!$P101,0)","v":0},{"$f":"IF($F$3=AH$3,'L05'!$P101,0)","v":0},{"$f":"IF($F$3=AI$3,'L06'!$P101,0)","v":0},{"$f":"IF($F$3=AJ$3,'L07'!$P101,0)","v":0},{"$f":"IF($F$3=AK$3,'L08'!$P101,0)","v":0},{"$f":"IF($F$3=AL$3,'L09'!$P101,0)","v":0},{"$f":"IF($F$3=AM$3,'L10'!$P101,0)","v":0},0]
[null,"Erhöht","00:00:00","00:00:00","00:00:00","00:00:00","00:00:00","00:00:00",null,null,null,null,null,null,null,null,null,13,{"$f":"IF($F$3=S$3,'L01'!$O102,0)","v":0},{"$f":"IF($F$3=T$3,'L02'!$O102,0)","v":0},{"$f":"IF($F$3=U$3,'L03'!$O102,0)","v":0},{"$f":"IF($F$3=V$3,'L04'!$O102,0)","v":0},{"$f":"IF($F$3=W$3,'L05'!$O102,0)","v":0},{"$f":"IF($F$3=X$3,'L06'!$O102,0)","v":0},{"$f":"IF($F$3=Y$3,'L07'!$O102,0)","v":0},{"$f":"IF($F$3=Z$3,'L08'!$O102,0)","v":0},{"$f":"IF($F$3=AA$3,'L09'!$O102,0)","v":0},{"$f":"IF($F$3=AB$3,'L10'!$O102,0)","v":0},0,{"$f":"IF($F$3=AD$3,'L01'!$P102,0)","v":0},{"$f":"IF($F$3=AE$3,'L02'!$P102,0)","v":0},{"$f":"IF($F$3=AF$3,'L03'!$P102,0)","v":0},{"$f":"IF($F$3=AG$3,'L04'!$P102,0)","v":0},{"$f":"IF($F$3=AH$3,'L05'!$P102,0)","v":0},{"$f":"IF($F$3=AI$3,'L06'!$P102,0)","v":0},{"$f":"IF($F$3=AJ$3,'L07'!$P102,0)","v":0},{"$f":"IF($F$3=AK$3,'L08'!$P102,0)","v":0},{"$f":"IF($F$3=AL$3,'L09'!$P102,0)","v":0},{"$f":"IF($F$3=AM$3,'L10'!$P102,0)","v":0},0]
[null,null,"00:00:00","00:00:00","00:00:00","00:00:00","00:00:00","00:00:00",null,null,null,null,null,null,null,null,null,14,{"$f":"IF($F$3=S$3,'L01'!$O103,0)","v":0},{"$f":"IF($F$3=T$3,'L02'!$O103,0)","v":0},{"$f":"IF($F$3=U$3,'L03'!$O103,0)","v":0},{"$f":"IF($F$3=V$3,'L04'!$O103,0)","v":0},{"$f":"IF($F$3=W$3,'L05'!$O103,0)","v":0},{"$f":"IF($F$3=X$3,'L06'!$O103,0)","v":0},{"$f":"IF($F$3=Y$3,'L07'!$O103,0)","v":0},{"$f":"IF($F$3=Z$3,'L08'!$O103,0)","v":0},{"$f":"IF($F$3=AA$3,'L09'!$O103,0)","v":0},{"$f":"IF($F$3=AB$3,'L10'!$O103,0)","v":0},0,{"$f":"IF($F$3=AD$3,'L01'!$P103,0)","v":0},{"$f":"IF($F$3=AE$3,'L02'!$P103,0)","v":0},{"$f":"IF($F$3=AF$3,'L03'!$P103,0)","v":0},{"$f":"IF($F$3=AG$3,'L04'!$P103,0)","v":0},{"$f":"IF($F$3=AH$3,'L05'!$P103,0)","v":0},{"$f":"IF($F$3=AI$3,'L06'!$P103,0)","v":0},{"$f":"IF($F$3=AJ$3,'L07'!$P103,0)","v":0},{"$f":"IF($F$3=AK$3,'L08'!$P103,0)","v":0},{"$f":"IF($F$3=AL$3,'L09'!$P103,0)","v":0},{"$f":"IF($F$3=AM$3,'L10'!$P103,0)","v":0},0]
[null,null,null,null,null,null,null,null,null,null,null,null,null,null,null,null,null,15,{"$f":"IF($F$3=S$3,'L01'!$O104,0)","v":0},{"$f":"IF($F$3=T$3,'L02'!$O104,0)","v":0},{"$f":"IF($F$3=U$3,'L03'!$O104,0)","v":0},{"$f":"IF($F$3=V$3,'L04'!$O104,0)","v":0},{"$f":"IF($F$3=W$3,'L05'!$O104,0)","v":0},{"$f":"IF($F$3=X$3,'L06'!$O104,0)","v":0},{"$f":"IF($F$3=Y$3,'L07'!$O104,0)","v":0},{"$f":"IF($F$3=Z$3,'L08'!$O104,0)","v":0},{"$f":"IF($F$3=AA$3,'L09'!$O104,0)","v":0},{"$f":"IF($F$3=AB$3,'L10'!$O104,0)","v":0},0,{"$f":"IF($F$3=AD$3,'L01'!$P104,0)","v":0},{"$f":"IF($F$3=AE$3,'L02'!$P104,0)","v":0},{"$f":"IF($F$3=AF$3,'L03'!$P104,0)","v":0},{"$f":"IF($F$3=AG$3,'L04'!$P104,0)","v":0},{"$f":"IF($F$3=AH$3,'L05'!$P104,0)","v":0},{"$f":"IF($F$3=AI$3,'L06'!$P104,0)","v":0},{"$f":"IF($F$3=AJ$3,'L07'!$P104,0)","v":0},{"$f":"IF($F$3=AK$3,'L08'!$P104,0)","v":0},{"$f":"IF($F$3=AL$3,'L09'!$P104,0)","v":0},{"$f":"IF($F$3=AM$3,'L10'!$P104,0)","v":0},0]
[null,null,null,null,null,null,null,null,null,null,null,null,null,null,null,null,null,16,{"$f":"IF($F$3=S$3,'L01'!$O105,0)","v":0},{"$f":"IF($F$3=T$3,'L02'!$O105,0)","v":0},{"$f":"IF($F$3=U$3,'L03'!$O105,0)","v":0},{"$f":"IF($F$3=V$3,'L04'!$O105,0)","v":0},{"$f":"IF($F$3=W$3,'L05'!$O105,0)","v":0},{"$f":"IF($F$3=X$3,'L06'!$O105,0)","v":0},{"$f":"IF($F$3=Y$3,'L07'!$O105,0)","v":0},{"$f":"IF($F$3=Z$3,'L08'!$O105,0)","v":0},{"$f":"IF($F$3=AA$3,'L09'!$O105,0)","v":0},{"$f":"IF($F$3=AB$3,'L10'!$O105,0)","v":0},0,{"$f":"IF($F$3=AD$3,'L01'!$P105,0)","v":0},{"$f":"IF($F$3=AE$3,'L02'!$P105,0)","v":0},{"$f":"IF($F$3=AF$3,'L03'!$P105,0)","v":0},{"$f":"IF($F$3=AG$3,'L04'!$P105,0)","v":0},{"$f":"IF($F$3=AH$3,'L05'!$P105,0)","v":0},{"$f":"IF($F$3=AI$3,'L06'!$P105,0)","v":0},{"$f":"IF($F$3=AJ$3,'L07'!$P105,0)","v":0},{"$f":"IF($F$3=AK$3,'L08'!$P105,0)","v":0},{"$f":"IF($F$3=AL$3,'L09'!$P105,0)","v":0},{"$f":"IF($F$3=AM$3,'L10'!$P105,0)","v":0},0]
[null,"Plausibilitätstest","i.O",0.99930555555555556,"i.O",0.99930555555555556,"i.O",0.99930555555555556,null,null,null,null,null,null,null,null,null,17,{"$f":"IF($F$3=S$3,'L01'!$O106,0)","v":0},{"$f":"IF($F$3=T$3,'L02'!$O106,0)","v":0},{"$f":"IF($F$3=U$3,'L03'!$O106,0)","v":0},{"$f":"IF($F$3=V$3,'L04'!$O106,0)","v":0},{"$f":"IF($F$3=W$3,'L05'!$O106,0)","v":0},{"$f":"IF($F$3=X$3,'L06'!$O106,0)","v":0},{"$f":"IF($F$3=Y$3,'L07'!$O106,0)","v":0},{"$f":"IF($F$3=Z$3,'L08'!$O106,0)","v":0},{"$f":"IF($F$3=AA$3,'L09'!$O106,0)","v":0},{"$f":"IF($F$3=AB$3,'L10'!$O106,0)","v":0},0,{"$f":"IF($F$3=AD$3,'L01'!$P106,0)","v":0},{"$f":"IF($F$3=AE$3,'L02'!$P106,0)","v":0},{"$f":"IF($F$3=AF$3,'L03'!$P106,0)","v":0},{"$f":"IF($F$3=AG$3,'L04'!$P106,0)","v":0},{"$f":"IF($F$3=AH$3,'L05'!$P106,0)","v":0},{"$f":"IF($F$3=AI$3,'L06'!$P106,0)","v":0},{"$f":"IF($F$3=AJ$3,'L07'!$P106,0)","v":0},{"$f":"IF($F$3=AK$3,'L08'!$P106,0)","v":0},{"$f":"IF($F$3=AL$3,'L09'!$P106,0)","v":0},{"$f":"IF($F$3=AM$3,'L10'!$P106,0)","v":0},0]
["Kältekurve:","Normal",null,null,"Erhöht",null,null,null,null,null,null,null,null,null,null,null,null,18,{"$f":"IF($F$3=S$3,'L01'!$O107,0)","v":0},{"$f":"IF($F$3=T$3,'L02'!$O107,0)","v":0},{"$f":"IF($F$3=U$3,'L03'!$O107,0)","v":0},{"$f":"IF($F$3=V$3,'L04'!$O107,0)","v":0},{"$f":"IF($F$3=W$3,'L05'!$O107,0)","v":0},{"$f":"IF($F$3=X$3,'L06'!$O107,0)","v":0},{"$f":"IF($F$3=Y$3,'L07'!$O107,0)","v":0},{"$f":"IF($F$3=Z$3,'L08'!$O107,0)","v":0},{"$f":"IF($F$3=AA$3,'L09'!$O107,0)","v":0},{"$f":"IF($F$3=AB$3,'L10'!$O107,0)","v":0},0,{"$f":"IF($F$3=AD$3,'L01'!$P107,0)","v":0},{"$f":"IF($F$3=AE$3,'L02'!$P107,0)","v":0},{"$f":"IF($F$3=AF$3,'L03'!$P107,0)","v":0},{"$f":"IF($F$3=AG$3,'L04'!$P107,0)","v":0},{"$f":"IF($F$3=AH$3,'L05'!$P107,0)","v":0},{"$f":"IF($F$3=AI$3,'L06'!$P107,0)","v":0},{"$f":"IF($F$3=AJ$3,'L07'!$P107,0)","v":0},{"$f":"IF($F$3=AK$3,'L08'!$P107,0)","v":0},{"$f":"IF($F$3=AL$3,'L09'!$P107,0)","v":0},{"$f":"IF($F$3=AM$3,'L10'!$P107,0)","v":0},0]
["alt","tA ","tVL ",null,"tA ","tVL ",null,null,null,null,null,null,null,null,null,null,null,19,{"$f":"IF($F$3=S$3,'L01'!$O108,0)","v":0},{"$f":"IF($F$3=T$3,'L02'!$O108,0)","v":0},{"$f":"IF($F$3=U$3,'L03'!$O108,0)","v":0},{"$f":"IF($F$3=V$3,'L04'!$O108,0)","v":0},{"$f":"IF($F$3=W$3,'L05'!$O108,0)","v":0},{"$f":"IF($F$3=X$3,'L06'!$O108,0)","v":0},{"$f":"IF($F$3=Y$3,'L07'!$O108,0)","v":0},{"$f":"IF($F$3=Z$3,'L08'!$O108,0)","v":0},{"$f":"IF($F$3=AA$3,'L09'!$O108,0)","v":0},{"$f":"IF($F$3=AB$3,'L10'!$O108,0)","v":0},0,{"$f":"IF($F$3=AD$3,'L01'!$P108,0)","v":0},{"$f":"IF($F$3=AE$3,'L02'!$P108,0)","v":0},{"$f":"IF($F$3=AF$3,'L03'!$P108,0)","v":0},{"$f":"IF($F$3=AG$3,'L04'!$P108,0)","v":0},{"$f":"IF($F$3=AH$3,'L05'!$P108,0)","v":0},{"$f":"IF($F$3=AI$3,'L06'!$P108,0)","v":0},{"$f":"IF($F$3=AJ$3,'L07'!$P108,0)","v":0},{"$f":"IF($F$3=AK$3,'L08'!$P108,0)","v":0},{"$f":"IF($F$3=AL$3,'L09'!$P108,0)","v":0},{"$f":"IF($F$3=AM$3,'L10'!$P108,0)","v":0},0]
[null,"[°C]","[°C]",null,"[°C]","[°C]",null,null,null,null,null,null,null,null,null,null,null,20,{"$f":"IF($F$3=S$3,'L01'!$O109,0)","v":0},{"$f":"IF($F$3=T$3,'L02'!$O109,0)","v":0},{"$f":"IF($F$3=U$3,'L03'!$O109,0)","v":0},{"$f":"IF($F$3=V$3,'L04'!$O109,0)","v":0},{"$f":"IF($F$3=W$3,'L05'!$O109,0)","v":0},{"$f":"IF($F$3=X$3,'L06'!$O109,0)","v":0},{"$f":"IF($F$3=Y$3,'L07'!$O109,0)","v":0},{"$f":"IF($F$3=Z$3,'L08'!$O109,0)","v":0},{"$f":"IF($F$3=AA$3,'L09'!$O109,0)","v":0},{"$f":"IF($F$3=AB$3,'L10'!$O109,0)","v":0},0,{"$f":"IF($F$3=AD$3,'L01'!$P109,0)","v":0},{"$f":"IF($F$3=AE$3,'L02'!$P109,0)","v":0},{"$f":"IF($F$3=AF$3,'L03'!$P109,0)","v":0},{"$f":"IF($F$3=AG$3,'L04'!$P109,0)","v":0},{"$f":"IF($F$3=AH$3,'L05'!$P109,0)","v":0},{"$f":"IF($F$3=AI$3,'L06'!$P109,0)","v":0},{"$f":"IF($F$3=AJ$3,'L07'!$P109,0)","v":0},{"$f":"IF($F$3=AK$3,'L08'!$P109,0)","v":0},{"$f":"IF($F$3=AL$3,'L09'!$P109,0)","v":0},{"$f":"IF($F$3=AM$3,'L10'!$P109,0)","v":0},0]
[null,-2,0,null,-2,0,null,null,null,null,null,null,null,null,null,null,null,21,{"$f":"IF($F$3=S$3,'L01'!$O110,0)","v":0},{"$f":"IF($F$3=T$3,'L02'!$O110,0)","v":0},{"$f":"IF($F$3=U$3,'L03'!$O110,0)","v":0},{"$f":"IF($F$3=V$3,'L04'!$O110,0)","v":0},{"$f":"IF($F$3=W$3,'L05'!$O110,0)","v":0},{"$f":"IF($F$3=X$3,'L06'!$O110,0)","v":0},{"$f":"IF($F$3=Y$3,'L07'!$O110,0)","v":0},{"$f":"IF($F$3=Z$3,'L08'!$O110,0)","v":0},{"$f":"IF($F$3=AA$3,'L09'!$O110,0)","v":0},{"$f":"IF($F$3=AB$3,'L10'!$O110,0)","v":0},0,{"$f":"IF($F$3=AD$3,'L01'!$P110,0)","v":0},{"$f":"IF($F$3=AE$3,'L02'!$P110,0)","v":0},{"$f":"IF($F$3=AF$3,'L03'!$P110,0)","v":0},{"$f":"IF($F$3=AG$3,'L04'!$P110,0)","v":0},{"$f":"IF($F$3=AH$3,'L05'!$P110,0)","v":0},{"$f":"IF($F$3=AI$3,'L06'!$P110,0)","v":0},{"$f":"IF($F$3=AJ$3,'L07'!$P110,0)","v":0},{"$f":"IF($F$3=AK$3,'L08'!$P110,0)","v":0},{"$f":"IF($F$3=AL$3,'L09'!$P110,0)","v":0},{"$f":"IF($F$3=AM$3,'L10'!$P110,0)","v":0},0]
[null,0,0,null,0,0,null,null,null,null,null,null,null,null,null,null,null,22,{"$f":"IF($F$3=S$3,'L01'!$O111,0)","v":0},{"$f":"IF($F$3=T$3,'L02'!$O111,0)","v":0},{"$f":"IF($F$3=U$3,'L03'!$O111,0)","v":0},{"$f":"IF($F$3=V$3,'L04'!$O111,0)","v":0},{"$f":"IF($F$3=W$3,'L05'!$O111,0)","v":0},{"$f":"IF($F$3=X$3,'L06'!$O111,0)","v":0},{"$f":"IF($F$3=Y$3,'L07'!$O111,0)","v":0},{"$f":"IF($F$3=Z$3,'L08'!$O111,0)","v":0},{"$f":"IF($F$3=AA$3,'L09'!$O111,0)","v":0},{"$f":"IF($F$3=AB$3,'L10'!$O111,0)","v":0},0,{"$f":"IF($F$3=AD$3,'L01'!$P111,0)","v":0},{"$f":"IF($F$3=AE$3,'L02'!$P111,0)","v":0},{"$f":"IF($F$3=AF$3,'L03'!$P111,0)","v":0},{"$f":"IF($F$3=AG$3,'L04'!$P111,0)","v":0},{"$f":"IF($F$3=AH$3,'L05'!$P111,0)","v":0},{"$f":"IF($F$3=AI$3,'L06'!$P111,0)","v":0},{"$f":"IF($F$3=AJ$3,'L07'!$P111,0)","v":0},{"$f":"IF($F$3=AK$3,'L08'!$P111,0)","v":0},{"$f":"IF($F$3=AL$3,'L09'!$P111,0)","v":0},{"$f":"IF($F$3=AM$3,'L10'!$P111,0)","v":0},0]
[null,0,0,null,0,0,null,null,null,null,null,null,null,null,null,null,null,23,{"$f":"IF($F$3=S$3,'L01'!$O112,0)","v":0},{"$f":"IF($F$3=T$3,'L02'!$O112,0)","v":0},{"$f":"IF($F$3=U$3,'L03'!$O112,0)","v":0},{"$f":"IF($F$3=V$3,'L04'!$O112,0)","v":0},{"$f":"IF($F$3=W$3,'L05'!$O112,0)","v":0},{"$f":"IF($F$3=X$3,'L06'!$O112,0)","v":0},{"$f":"IF($F$3=Y$3,'L07'!$O112,0)","v":0},{"$f":"IF($F$3=Z$3,'L08'!$O112,0)","v":0},{"$f":"IF($F$3=AA$3,'L09'!$O112,0)","v":0},{"$f":"IF($F$3=AB$3,'L10'!$O112,0)","v":0},0,{"$f":"IF($F$3=AD$3,'L01'!$P112,0)","v":0},{"$f":"IF($F$3=AE$3,'L02'!$P112,0)","v":0},{"$f":"IF($F$3=AF$3,'L03'!$P112,0)","v":0},{"$f":"IF($F$3=AG$3,'L04'!$P112,0)","v":0},{"$f":"IF($F$3=AH$3,'L05'!$P112,0)","v":0},{"$f":"IF($F$3=AI$3,'L06'!$P112,0)","v":0},{"$f":"IF($F$3=AJ$3,'L07'!$P112,0)","v":0},{"$f":"IF($F$3=AK$3,'L08'!$P112,0)","v":0},{"$f":"IF($F$3=AL$3,'L09'!$P112,0)","v":0},{"$f":"IF($F$3=AM$3,'L10'!$P112,0)","v":0},0]
[null,2,0,null,2,0,null,null,null,null,null,null,null,null,null,null,null,24,{"$f":"IF($F$3=S$3,'L01'!$O113,0)","v":0},{"$f":"IF($F$3=T$3,'L02'!$O113,0)","v":0},{"$f":"IF($F$3=U$3,'L03'!$O113,0)","v":0},{"$f":"IF($F$3=V$3,'L04'!$O113,0)","v":0},{"$f":"IF($F$3=W$3,'L05'!$O113,0)","v":0},{"$f":"IF($F$3=X$3,'L06'!$O113,0)","v":0},{"$f":"IF($F$3=Y$3,'L07'!$O113,0)","v":0},{"$f":"IF($F$3=Z$3,'L08'!$O113,0)","v":0},{"$f":"IF($F$3=AA$3,'L09'!$O113,0)","v":0},{"$f":"IF($F$3=AB$3,'L10'!$O113,0)","v":0},0,{"$f":"IF($F$3=AD$3,'L01'!$P113,0)","v":0},{"$f":"IF($F$3=AE$3,'L02'!$P113,0)","v":0},{"$f":"IF($F$3=AF$3,'L03'!$P113,0)","v":0},{"$f":"IF($F$3=AG$3,'L04'!$P113,0)","v":0},{"$f":"IF($F$3=AH$3,'L05'!$P113,0)","v":0},{"$f":"IF($F$3=AI$3,'L06'!$P113,0)","v":0},{"$f":"IF($F$3=AJ$3,'L07'!$P113,0)","v":0},{"$f":"IF($F$3=AK$3,'L08'!$P113,0)","v":0},{"$f":"IF($F$3=AL$3,'L09'!$P113,0)","v":0},{"$f":"IF($F$3=AM$3,'L10'!$P113,0)","v":0},0]
["optimiert","Normal",null,null,"Erhöht",null,null,null,null,null,null,null,null,null,null,null,null,25,{"$f":"IF($F$3=S$3,'L01'!$O114,0)","v":0},{"$f":"IF($F$3=T$3,'L02'!$O114,0)","v":0},{"$f":"IF($F$3=U$3,'L03'!$O114,0)","v":0},{"$f":"IF($F$3=V$3,'L04'!$O114,0)","v":0},{"$f":"IF($F$3=W$3,'L05'!$O114,0)","v":0},{"$f":"IF($F$3=X$3,'L06'!$O114,0)","v":0},{"$f":"IF($F$3=Y$3,'L07'!$O114,0)","v":0},{"$f":"IF($F$3=Z$3,'L08'!$O114,0)","v":0},{"$f":"IF($F$3=AA$3,'L09'!$O114,0)","v":0},{"$f":"IF($F$3=AB$3,'L10'!$O114,0)","v":0},0,{"$f":"IF($F$3=AD$3,'L01'!$P114,0)","v":0},{"$f":"IF($F$3=AE$3,'L02'!$P114,0)","v":0},{"$f":"IF($F$3=AF$3,'L03'!$P114,0)","v":0},{"$f":"IF($F$3=AG$3,'L04'!$P114,0)","v":0},{"$f":"IF($F$3=AH$3,'L05'!$P114,0)","v":0},{"$f":"IF($F$3=AI$3,'L06'!$P114,0)","v":0},{"$f":"IF($F$3=AJ$3,'L07'!$P114,0)","v":0},{"$f":"IF($F$3=AK$3,'L08'!$P114,0)","v":0},{"$f":"IF($F$3=AL$3,'L09'!$P114,0)","v":0},{"$f":"IF($F$3=AM$3,'L10'!$P114,0)","v":0},0]
[null,"tA ","tVL ",null,"tA ","tVL ",null,null,null,null,null,null,null,null,null,null,null,26,{"$f":"IF($F$3=S$3,'L01'!$O115,0)","v":0},{"$f":"IF($F$3=T$3,'L02'!$O115,0)","v":0},{"$f":"IF($F$3=U$3,'L03'!$O115,0)","v":0},{"$f":"IF($F$3=V$3,'L04'!$O115,0)","v":0},{"$f":"IF($F$3=W$3,'L05'!$O115,0)","v":0},{"$f":"IF($F$3=X$3,'L06'!$O115,0)","v":0},{"$f":"IF($F$3=Y$3,'L07'!$O115,0)","v":0},{"$f":"IF($F$3=Z$3,'L08'!$O115,0)","v":0},{"$f":"IF($F$3=AA$3,'L09'!$O115,0)","v":0},{"$f":"IF($F$3=AB$3,'L10'!$O115,0)","v":0},0,{"$f":"IF($F$3=AD$3,'L01'!$P115,0)","v":0},{"$f":"IF($F$3=AE$3,'L02'!$P115,0)","v":0},{"$f":"IF($F$3=AF$3,'L03'!$P115,0)","v":0},{"$f":"IF($F$3=AG$3,'L04'!$P115,0)","v":0},{"$f":"IF($F$3=AH$3,'L05'!$P115,0)","v":0},{"$f":"IF($F$3=AI$3,'L06'!$P115,0)","v":0},{"$f":"IF($F$3=AJ$3,'L07'!$P115,0)","v":0},{"$f":"IF($F$3=AK$3,'L08'!$P115,0)","v":0},{"$f":"IF($F$3=AL$3,'L09'!$P115,0)","v":0},{"$f":"IF($F$3=AM$3,'L10'!$P115,0)","v":0},0]
[null,"[°C]","[°C]",null,"[°C]","[°C]",null,null,null,null,null,null,null,null,null,null,null,27,{"$f":"IF($F$3=S$3,'L01'!$O116,0)","v":0},{"$f":"IF($F$3=T$3,'L02'!$O116,0)","v":0},{"$f":"IF($F$3=U$3,'L03'!$O116,0)","v":0},{"$f":"IF($F$3=V$3,'L04'!$O116,0)","v":0},{"$f":"IF($F$3=W$3,'L05'!$O116,0)","v":0},{"$f":"IF($F$3=X$3,'L06'!$O116,0)","v":0},{"$f":"IF($F$3=Y$3,'L07'!$O116,0)","v":0},{"$f":"IF($F$3=Z$3,'L08'!$O116,0)","v":0},{"$f":"IF($F$3=AA$3,'L09'!$O116,0)","v":0},{"$f":"IF($F$3=AB$3,'L10'!$O116,0)","v":0},0,{"$f":"IF($F$3=AD$3,'L01'!$P116,0)","v":0},{"$f":"IF($F$3=AE$3,'L02'!$P116,0)","v":0},{"$f":"IF($F$3=AF$3,'L03'!$P116,0)","v":0},{"$f":"IF($F$3=AG$3,'L04'!$P116,0)","v":0},{"$f":"IF($F$3=AH$3,'L05'!$P116,0)","v":0},{"$f":"IF($F$3=AI$3,'L06'!$P116,0)","v":0},{"$f":"IF($F$3=AJ$3,'L07'!$P116,0)","v":0},{"$f":"IF($F$3=AK$3,'L08'!$P116,0)","v":0},{"$f":"IF($F$3=AL$3,'L09'!$P116,0)","v":0},{"$f":"IF($F$3=AM$3,'L10'!$P116,0)","v":0},0]
[null,-2,0,null,-2,0,null,null,null,null,null,null,null,null,null,null,null,28,{"$f":"IF($F$3=S$3,'L01'!$O117,0)","v":0},{"$f":"IF($F$3=T$3,'L02'!$O117,0)","v":0},{"$f":"IF($F$3=U$3,'L03'!$O117,0)","v":0},{"$f":"IF($F$3=V$3,'L04'!$O117,0)","v":0},{"$f":"IF($F$3=W$3,'L05'!$O117,0)","v":0},{"$f":"IF($F$3=X$3,'L06'!$O117,0)","v":0},{"$f":"IF($F$3=Y$3,'L07'!$O117,0)","v":0},{"$f":"IF($F$3=Z$3,'L08'!$O117,0)","v":0},{"$f":"IF($F$3=AA$3,'L09'!$O117,0)","v":0},{"$f":"IF($F$3=AB$3,'L10'!$O117,0)","v":0},0,{"$f":"IF($F$3=AD$3,'L01'!$P117,0)","v":0},{"$f":"IF($F$3=AE$3,'L02'!$P117,0)","v":0},{"$f":"IF($F$3=AF$3,'L03'!$P117,0)","v":0},{"$f":"IF($F$3=AG$3,'L04'!$P117,0)","v":0},{"$f":"IF($F$3=AH$3,'L05'!$P117,0)","v":0},{"$f":"IF($F$3=AI$3,'L06'!$P117,0)","v":0},{"$f":"IF($F$3=AJ$3,'L07'!$P117,0)","v":0},{"$f":"IF($F$3=AK$3,'L08'!$P117,0)","v":0},{"$f":"IF($F$3=AL$3,'L09'!$P117,0)","v":0},{"$f":"IF($F$3=AM$3,'L10'!$P117,0)","v":0},0]
[null,0,0,null,0,0,null,null,null,null,null,null,null,null,null,null,null,29,{"$f":"IF($F$3=S$3,'L01'!$O118,0)","v":0},{"$f":"IF($F$3=T$3,'L02'!$O118,0)","v":0},{"$f":"IF($F$3=U$3,'L03'!$O118,0)","v":0},{"$f":"IF($F$3=V$3,'L04'!$O118,0)","v":0},{"$f":"IF($F$3=W$3,'L05'!$O118,0)","v":0},{"$f":"IF($F$3=X$3,'L06'!$O118,0)","v":0},{"$f":"IF($F$3=Y$3,'L07'!$O118,0)","v":0},{"$f":"IF($F$3=Z$3,'L08'!$O118,0)","v":0},{"$f":"IF($F$3=AA$3,'L09'!$O118,0)","v":0},{"$f":"IF($F$3=AB$3,'L10'!$O118,0)","v":0},0,{"$f":"IF($F$3=AD$3,'L01'!$P118,0)","v":0},{"$f":"IF($F$3=AE$3,'L02'!$P118,0)","v":0},{"$f":"IF($F$3=AF$3,'L03'!$P118,0)","v":0},{"$f":"IF($F$3=AG$3,'L04'!$P118,0)","v":0},{"$f":"IF($F$3=AH$3,'L05'!$P118,0)","v":0},{"$f":"IF($F$3=AI$3,'L06'!$P118,0)","v":0},{"$f":"IF($F$3=AJ$3,'L07'!$P118,0)","v":0},{"$f":"IF($F$3=AK$3,'L08'!$P118,0)","v":0},{"$f":"IF($F$3=AL$3,'L09'!$P118,0)","v":0},{"$f":"IF($F$3=AM$3,'L10'!$P118,0)","v":0},0]
[null,0,0,null,0,0,null,null,null,null,null,null,null,null,null,null,null,30,{"$f":"IF($F$3=S$3,'L01'!$O119,0)","v":0},{"$f":"IF($F$3=T$3,'L02'!$O119,0)","v":0},{"$f":"IF($F$3=U$3,'L03'!$O119,0)","v":0},{"$f":"IF($F$3=V$3,'L04'!$O119,0)","v":0},{"$f":"IF($F$3=W$3,'L05'!$O119,0)","v":0},{"$f":"IF($F$3=X$3,'L06'!$O119,0)","v":0},{"$f":"IF($F$3=Y$3,'L07'!$O119,0)","v":0},{"$f":"IF($F$3=Z$3,'L08'!$O119,0)","v":0},{"$f":"IF($F$3=AA$3,'L09'!$O119,0)","v":0},{"$f":"IF($F$3=AB$3,'L10'!$O119,0)","v":0},0,{"$f":"IF($F$3=AD$3,'L01'!$P119,0)","v":0},{"$f":"IF($F$3=AE$3,'L02'!$P119,0)","v":0},{"$f":"IF($F$3=AF$3,'L03'!$P119,0)","v":0},{"$f":"IF($F$3=AG$3,'L04'!$P119,0)","v":0},{"$f":"IF($F$3=AH$3,'L05'!$P119,0)","v":0},{"$f":"IF($F$3=AI$3,'L06'!$P119,0)","v":0},{"$f":"IF($F$3=AJ$3,'L07'!$P119,0)","v":0},{"$f":"IF($F$3=AK$3,'L08'!$P119,0)","v":0},{"$f":"IF($F$3=AL$3,'L09'!$P119,0)","v":0},{"$f":"IF($F$3=AM$3,'L10'!$P119,0)","v":0},0]
[null,2,0,null,2,0,null,null,null,null,null,null,null,null,null,null,null,31,{"$f":"IF($F$3=S$3,'L01'!$O120,0)","v":0},{"$f":"IF($F$3=T$3,'L02'!$O120,0)","v":0},{"$f":"IF($F$3=U$3,'L03'!$O120,0)","v":0},{"$f":"IF($F$3=V$3,'L04'!$O120,0)","v":0},{"$f":"IF($F$3=W$3,'L05'!$O120,0)","v":0},{"$f":"IF($F$3=X$3,'L06'!$O120,0)","v":0},{"$f":"IF($F$3=Y$3,'L07'!$O120,0)","v":0},{"$f":"IF($F$3=Z$3,'L08'!$O120,0)","v":0},{"$f":"IF($F$3=AA$3,'L09'!$O120,0)","v":0},{"$f":"IF($F$3=AB$3,'L10'!$O120,0)","v":0},0,{"$f":"IF($F$3=AD$3,'L01'!$P120,0)","v":0},{"$f":"IF($F$3=AE$3,'L02'!$P120,0)","v":0},{"$f":"IF($F$3=AF$3,'L03'!$P120,0)","v":0},{"$f":"IF($F$3=AG$3,'L04'!$P120,0)","v":0},{"$f":"IF($F$3=AH$3,'L05'!$P120,0)","v":0},{"$f":"IF($F$3=AI$3,'L06'!$P120,0)","v":0},{"$f":"IF($F$3=AJ$3,'L07'!$P120,0)","v":0},{"$f":"IF($F$3=AK$3,'L08'!$P120,0)","v":0},{"$f":"IF($F$3=AL$3,'L09'!$P120,0)","v":0},{"$f":"IF($F$3=AM$3,'L10'!$P120,0)","v":0},0]
[null,null,null,null,null,null,null,null,null,null,null,null,null,null,null,null,null,32,{"$f":"IF($F$3=S$3,'L01'!$O121,0)","v":0},{"$f":"IF($F$3=T$3,'L02'!$O121,0)","v":0},{"$f":"IF($F$3=U$3,'L03'!$O121,0)","v":0},{"$f":"IF($F$3=V$3,'L04'!$O121,0)","v":0},{"$f":"IF($F$3=W$3,'L05'!$O121,0)","v":0},{"$f":"IF($F$3=X$3,'L06'!$O121,0)","v":0},{"$f":"IF($F$3=Y$3,'L07'!$O121,0)","v":0},{"$f":"IF($F$3=Z$3,'L08'!$O121,0)","v":0},{"$f":"IF($F$3=AA$3,'L09'!$O121,0)","v":0},{"$f":"IF($F$3=AB$3,'L10'!$O121,0)","v":0},0,{"$f":"IF($F$3=AD$3,'L01'!$P121,0)","v":0},{"$f":"IF($F$3=AE$3,'L02'!$P121,0)","v":0},{"$f":"IF($F$3=AF$3,'L03'!$P121,0)","v":0},{"$f":"IF($F$3=AG$3,'L04'!$P121,0)","v":0},{"$f":"IF($F$3=AH$3,'L05'!$P121,0)","v":0},{"$f":"IF($F$3=AI$3,'L06'!$P121,0)","v":0},{"$f":"IF($F$3=AJ$3,'L07'!$P121,0)","v":0},{"$f":"IF($F$3=AK$3,'L08'!$P121,0)","v":0},{"$f":"IF($F$3=AL$3,'L09'!$P121,0)","v":0},{"$f":"IF($F$3=AM$3,'L10'!$P121,0)","v":0},0]
[null,null,null,null,null,null,null,null,null,null,null,null,null,null,null,null,null,33,{"$f":"IF($F$3=S$3,'L01'!$O122,0)","v":0},{"$f":"IF($F$3=T$3,'L02'!$O122,0)","v":0},{"$f":"IF($F$3=U$3,'L03'!$O122,0)","v":0},{"$f":"IF($F$3=V$3,'L04'!$O122,0)","v":0},{"$f":"IF($F$3=W$3,'L05'!$O122,0)","v":0},{"$f":"IF($F$3=X$3,'L06'!$O122,0)","v":0},{"$f":"IF($F$3=Y$3,'L07'!$O122,0)","v":0},{"$f":"IF($F$3=Z$3,'L08'!$O122,0)","v":0},{"$f":"IF($F$3=AA$3,'L09'!$O122,0)","v":0},{"$f":"IF($F$3=AB$3,'L10'!$O122,0)","v":0},0,{"$f":"IF($F$3=AD$3,'L01'!$P122,0)","v":0},{"$f":"IF($F$3=AE$3,'L02'!$P122,0)","v":0},{"$f":"IF($F$3=AF$3,'L03'!$P122,0)","v":0},{"$f":"IF($F$3=AG$3,'L04'!$P122,0)","v":0},{"$f":"IF($F$3=AH$3,'L05'!$P122,0)","v":0},{"$f":"IF($F$3=AI$3,'L06'!$P122,0)","v":0},{"$f":"IF($F$3=AJ$3,'L07'!$P122,0)","v":0},{"$f":"IF($F$3=AK$3,'L08'!$P122,0)","v":0},{"$f":"IF($F$3=AL$3,'L09'!$P122,0)","v":0},{"$f":"IF($F$3=AM$3,'L10'!$P122,0)","v":0},0]
[null,null,null,null,null,null,null,null,null,null,null,null,null,null,null,null,null,34,{"$f":"IF($F$3=S$3,'L01'!$O123,0)","v":0},{"$f":"IF($F$3=T$3,'L02'!$O123,0)","v":0},{"$f":"IF($F$3=U$3,'L03'!$O123,0)","v":0},{"$f":"IF($F$3=V$3,'L04'!$O123,0)","v":0},{"$f":"IF($F$3=W$3,'L05'!$O123,0)","v":0},{"$f":"IF($F$3=X$3,'L06'!$O123,0)","v":0},{"$f":"IF($F$3=Y$3,'L07'!$O123,0)","v":0},{"$f":"IF($F$3=Z$3,'L08'!$O123,0)","v":0},{"$f":"IF($F$3=AA$3,'L09'!$O123,0)","v":0},{"$f":"IF($F$3=AB$3,'L10'!$O123,0)","v":0},0,{"$f":"IF($F$3=AD$3,'L01'!$P123,0)","v":0},{"$f":"IF($F$3=AE$3,'L02'!$P123,0)","v":0},{"$f":"IF($F$3=AF$3,'L03'!$P123,0)","v":0},{"$f":"IF($F$3=AG$3,'L04'!$P123,0)","v":0},{"$f":"IF($F$3=AH$3,'L05'!$P123,0)","v":0},{"$f":"IF($F$3=AI$3,'L06'!$P123,0)","v":0},{"$f":"IF($F$3=AJ$3,'L07'!$P123,0)","v":0},{"$f":"IF($F$3=AK$3,'L08'!$P123,0)","v":0},{"$f":"IF($F$3=AL$3,'L09'!$P123,0)","v":0},{"$f":"IF($F$3=AM$3,'L10'!$P123,0)","v":0},0]
[null,null,null,null,null,null,null,null,null,null,null,null,null,null,null,null,null,35,{"$f":"IF($F$3=S$3,'L01'!$O124,0)","v":0},{"$f":"IF($F$3=T$3,'L02'!$O124,0)","v":0},{"$f":"IF($F$3=U$3,'L03'!$O124,0)","v":0},{"$f":"IF($F$3=V$3,'L04'!$O124,0)","v":0},{"$f":"IF($F$3=W$3,'L05'!$O124,0)","v":0},{"$f":"IF($F$3=X$3,'L06'!$O124,0)","v":0},{"$f":"IF($F$3=Y$3,'L07'!$O124,0)","v":0},{"$f":"IF($F$3=Z$3,'L08'!$O124,0)","v":0},{"$f":"IF($F$3=AA$3,'L09'!$O124,0)","v":0},{"$f":"IF($F$3=AB$3,'L10'!$O124,0)","v":0},0,{"$f":"IF($F$3=AD$3,'L01'!$P124,0)","v":0},{"$f":"IF($F$3=AE$3,'L02'!$P124,0)","v":0},{"$f":"IF($F$3=AF$3,'L03'!$P124,0)","v":0},{"$f":"IF($F$3=AG$3,'L04'!$P124,0)","v":0},{"$f":"IF($F$3=AH$3,'L05'!$P124,0)","v":0},{"$f":"IF($F$3=AI$3,'L06'!$P124,0)","v":0},{"$f":"IF($F$3=AJ$3,'L07'!$P124,0)","v":0},{"$f":"IF($F$3=AK$3,'L08'!$P124,0)","v":0},{"$f":"IF($F$3=AL$3,'L09'!$P124,0)","v":0},{"$f":"IF($F$3=AM$3,'L10'!$P124,0)","v":0},0]
["alt","normal tRL ","erhöt tRL ","optimiert","normal tRL ","erhöt tRL ",null,null,null,null,null,null,null,null,null,null,null,null,null,null,null,null,null,null,null,null,null,null,{"$f":"SUM(AC5:AC65)","v":0},null,null,null,null,null,null,null,null,null,null,{"$f":"SUM(AN5:AN65)","v":0}]
[null,"[°C]","[°C]",null,"[°C]","[°C]"]
[null,{"$f":"LOOKUP(B51,$A$97:$A$157,$G$97:$G$157)","v":{"$error":"#DIV/0!"}},{"$f":"LOOKUP(E51,$A$97:$A$157,$I$97:$I$157)","v":{"$error":"#DIV/0!"}},null,{"$f":"LOOKUP(B58,$A$97:$A$157,$L$97:$L$157)","v":{"$error":"#DIV/0!"}},{"$f":"LOOKUP(E58,$A$97:$A$157,$N$97:$N$157)","v":{"$error":"#DIV/0!"}}]
[null,{"$f":"LOOKUP(B52,$A$97:$A$157,$G$97:$G$157)","v":{"$error":"#DIV/0!"}},{"$f":"LOOKUP(E52,$A$97:$A$157,$I$97:$I$157)","v":{"$error":"#DIV/0!"}},null,{"$f":"LOOKUP(B59,$A$97:$A$157,$L$97:$L$157)","v":{"$error":"#DIV/0!"}},{"$f":"LOOKUP(E59,$A$97:$A$157,$N$97:$N$157)","v":{"$error":"#DIV/0!"}}]
[null,{"$f":"LOOKUP(B53,$A$97:$A$157,$G$97:$G$157)","v":{"$error":"#DIV/0!"}},{"$f":"LOOKUP(E53,$A$97:$A$157,$I$97:$I$157)","v":{"$error":"#DIV/0!"}},null,{"$f":"LOOKUP(B60,$A$97:$A$157,$L$97:$L$157)","v":{"$error":"#DIV/0!"}},{"$f":"LOOKUP(E60,$A$97:$A$157,$N$97:$N$157)","v":{"$error":"#DIV/0!"}}]
[null,{"$f":"LOOKUP(B54,$A$97:$A$157,$G$97:$G$157)","v":{"$error":"#N/A"}},{"$f":"LOOKUP(E54,$A$97:$A$157,$I$97:$I$157)","v":{"$error":"#N/A"}},null,{"$f":"LOOKUP(B61,$A$97:$A$157,$L$97:$L$157)","v":{"$error":"#N/A"}},{"$f":"LOOKUP(E61,$A$97:$A$157,$N$97:$N$157)","v":{"$error":"#N/A"}}]
["Reduktionsfaktor Pumpe: ",{"$f":"IF(E12=K12,D22,1)","v":0.5}]
[]
["Berechnung Steigung und Raumtemperatur"]
["A-B",{"$f":"IFERROR((C52-C51)/(B52-B51),0)","v":0},{"$f":"IFERROR((B69-B68)/(B52-B51),0)","v":0},{"$f":"IFERROR((F52-F51)/(E52-E51),0)","v":0},{"$f":"IFERROR((C69-C68)/(E52-E51),0)","v":0},null,null,{"$f":"IFERROR((C59-C58)/(B59-B58),0)","v":0},{"$f":"IFERROR((E69-E68)/(B59-B58),0)","v":0},{"$f":"IFERROR((F59-F58)/(E59-E58),0)","v":0},{"$f":"IFERROR((F69-F68)/(E59-E58),0)","v":0}]
["B-C",{"$f":"IFERROR((C53-C52)/(B53-B52),0)","v":0},{"$f":"IFERROR((B70-B69)/(B53-B52),0)","v":0},{"$f":"IFERROR((F53-F52)/(E53-E52),0)","v":0},{"$f":"IFERROR((C70-C69)/(E53-E52),0)","v":0},null,null,{"$f":"IFERROR((C60-C59)/(B60-B59),0)","v":0},{"$f":"IFERROR((E70-E69)/(B60-B59),0)","v":0},{"$f":"IFERROR((F60-F59)/(E60-E59),0)","v":0},{"$f":"IFERROR((F70-F69)/(E60-E59),0)","v":0}]
["C-D",{"$f":"IFERROR((C54-C53)/(B54-B53),0)","v":0},{"$f":"IFERROR((B71-B70)/(B54-B53),0)","v":0},{"$f":"IFERROR((F54-F53)/(E54-E53),0)","v":0},{"$f":"IFERROR((C71-C70)/(E54-E53),0)","v":0},null,null,{"$f":"IFERROR((C61-C60)/(B61-B60),0)","v":0},{"$f":"IFERROR((E71-E70)/(B61-B60),0)","v":0},{"$f":"IFERROR((F61-F60)/(E61-E60),0)","v":0},{"$f":"IFERROR((F71-F70)/(E61-E60),0)","v":0}]
["Raumtemperatur",{"$f":"IF(D13=K15,D16,IF(D13=K16,D16-1,D16-2))","v":{"$error":"#N/A"}},"°C","gemäss Regulierung",null,null,"Raumtemperatur",{"$f":"IF(E13=K15,E16,IF(E13=K16,E16-1,E16-2))","v":{"$error":"#N/A"}},"°C","gemäss Regulierung"]
[]
["Betriebszeiten",null,null,null,null,null,null,"Betriebszeiten"]
[null,null,"Mo - Fr","Sa","So","Mo - So",null,null,null,"Mo - Fr","Sa","So","Mo - So"]
[null,"Normal",{"$f":"5*MIN(24,HOUR(D28-C28)+MINUTE(D28-C28)/60+HOUR(D29-C29)+MINUTE(D29-C29)/60+HOUR(D30-C30)+MINUTE(D30-C30)/60+HOUR(D31-C31)+MINUTE(D31-C31)/60)","v":119.91666666666667},{"$f":"MIN(24,HOUR(F28-E28)+MINUTE(F28-E28)/60+HOUR(F29-E29)+MINUTE(F29-E29)/60+HOUR(F30-E30)+MINUTE(F30-E30)/60+HOUR(F31-E31)+MINUTE(F31-E31)/60)","v":23.983333333333334},{"$f":"MIN(24,HOUR(H28-G28)+MINUTE(H28-G28)/60+HOUR(H29-G29)+MINUTE(H29-G29)/60+HOUR(H30-G30)+MINUTE(H30-G30)/60+HOUR(H31-G31)+MINUTE(H31-G31)/60)","v":23.983333333333334},{"$f":"SUM(C82:E82)","v":167.88333333333333},{"$f":"F82/(7*24)","v":0.99930555555555556},null,"Normal",{"$f":"5*MIN(24,HOUR(D39-C39)+MINUTE(D39-C39)/60+HOUR(D40-C40)+MINUTE(D40-C40)/60+HOUR(D41-C41)+MINUTE(D41-C41)/60+HOUR(D42-C42)+MINUTE(D42-C42)/60)","v":119.91666666666667},{"$f":"MIN(24,HOUR(F39-E39)+MINUTE(F39-E39)/60+HOUR(F40-E40)+MINUTE(F40-E40)/60+HOUR(F41-E41)+MINUTE(F41-E41)/60+HOUR(F42-E42)+MINUTE(F42-E42)/60)","v":23.983333333333334},{"$f":"MIN(24,HOUR(H39-G39)+MINUTE(H39-G39)/60+HOUR(H40-G40)+MINUTE(H40-G40)/60+HOUR(H41-G41)+MINUTE(H41-G41)/60+HOUR(H42-G42)+MINUTE(H42-G42)/60)","v":23.983333333333334},{"$f":"SUM(J82:L82)","v":167.88333333333333},{"$f":"M82/(7*24)","v":0.99930555555555556}]
[null,"Erhöht",{"$f":"5*MIN(24,HOUR(D32-C32)+MINUTE(D32-C32)/60+HOUR(D33-C33)+MINUTE(D33-C33)/60+HOUR(D34-C34)+MINUTE(D34-C34)/60+HOUR(D35-C35)+MINUTE(D35-C35)/60)","v":0},{"$f":"MIN(24,HOUR(F32-E32)+MINUTE(F32-E32)/60+HOUR(F33-E33)+MINUTE(F33-E33)/60+HOUR(F34-E34)+MINUTE(F34-E34)/60+HOUR(F35-E35)+MINUTE(F35-E35)/60)","v":0},{"$f":"MIN(24,HOUR(H32-G32)+MINUTE(H32-G32)/60+HOUR(H33-G33)+MINUTE(H33-G33)/60+HOUR(H34-G34)+MINUTE(H34-G34)/60+HOUR(H35-G35)+MINUTE(H35-G35)/60)","v":0},{"$f":"SUM(C83:E83)","v":0},{"$f":"F83/(7*24)","v":0},null,"Erhöht",{"$f":"5*MIN(24,HOUR(D43-C43)+MINUTE(D43-C43)/60+HOUR(D44-C44)+MINUTE(D44-C44)/60+HOUR(D45-C45)+MINUTE(D45-C45)/60+HOUR(D46-C46)+MINUTE(D46-C46)/60)","v":0},{"$f":"MIN(24,HOUR(F43-E43)+MINUTE(F43-E43)/60+HOUR(F44-E44)+MINUTE(F44-E44)/60+HOUR(F45-E45)+MINUTE(F45-E45)/60+HOUR(F46-E46)+MINUTE(F46-E46)/60)","v":0},{"$f":"MIN(24,HOUR(H43-G43)+MINUTE(H43-G43)/60+HOUR(H44-G44)+MINUTE(H44-G44)/60+HOUR(H45-G45)+MINUTE(H45-G45)/60+HOUR(H46-G46)+MINUTE(H46-G46)/60)","v":0},{"$f":"SUM(J83:L83)","v":0},{"$f":"M83/(7*24)","v":0}]
[null,null,null,null,null,{"$f":"SUM(F82:F83)","v":167.88333333333333},{"$f":"F84/(7*24)","v":0.99930555555555556},null,null,null,null,null,{"$f":"SUM(M82:M83)","v":167.88333333333333},{"$f":"M84/(7*24)","v":0.99930555555555556}]
[]
["Berechung Wäredämmung",null,null,null,null,null,null,"Berechung Wäredämmung"]
["Wärmedämmstärke",null,40,"mm",null,null,null,"Wärmedämmstärke",null,40,"mm"]
["spez. Leistung","gedämmt",{"$f":"3.14/(1000/(1000*D8)+1/(2*0.04)*LN((D8+2*C87)/D8)+1000/(8*(D8+2*C87)))","v":0.20585675006979837},"W/m/K",null,null,null,"spez. Leistung",null,{"$f":"3.14/(1000/(1000*E8)+1/(2*0.04)*LN((E8+2*J87)/E8)+1000/(8*(E8+2*J87)))","v":0.20585675006979837},"W/m/K"]
["spez. Leistung","ungedämmt",{"$f":"3.14/(1000/(1000*D8)+1/(2*0.04)*LN((D8+2*0)/D8)+1000/(8*(D8+2*0)))","v":0.94656047619047612},"W/m/K",null,null,null,"spez. Leistung",null,{"$f":"3.14/(1000/(1000*E8)+1/(2*0.04)*LN((E8+2*0)/E8)+1000/(8*(E8+2*0)))","v":0.94656047619047612},"W/m/K"]
["Technikraumtemperatur",null,20,"°C",null,null,null,"Technikraumtemperatur",null,20,"°C"]
[]
[null,null,null,null,null,null,null,null,null,null,null,null,null,null,"Berechnung Dämmung und Betriebszeiten",null,null,null,"Pumpe",null,null,null,"Pumpe",null,"Ist-Zustand Gruppe",null,null,null,null,"Soll-Zustand Gruppe"]
["Meteodaten",null,null,null,"alt","Kältekurve Normal",null,"Kältekurve Erhöht",null,"optimiert","Kältekurve Normal",null,"Kältekurve Erhöht",null,"Freigegeben",null,"Dämmung","Volllasstunden",null,"Freigegeben",null,"Dämmung","Volllasstunden",null,"Kälte-",null,"Pumpen-","Geforderte ","Erhöhte","Kälte-",null,"Pumpen-","Geforderte ","Erhöhte"]
["Tab","Tempsumme","Feuchtigkeit","Anz Stunden","Leistung","Vorlauf Temp.","Rücklauf Temp.","Vorlauf Temp.","Rücklauf Temp.","Leistung","Vorlauf Temp.","Rücklauf Temp.","Vorlauf Temp.","Rücklauf Temp.",{"$f":"D94","v":"Anz Stunden"},"Leistung","Verlustleistung","bei Betriebsart","Kälteenergie",{"$f":"D94","v":"Anz Stunden"},"Leistung","Verlustleistung","Anz. Stunden","Kälteenergie","Leistung ","Energie","Energie","VL Temp.","VL Temp.","Leistung ","Energie","Energie","VL Temp.","VL Temp."]
["[°C]","Taa<Tab","[%]","Tac=Tab","[kW]","[°C]","[°C]","[°C]","[°C]","[kW]","[°C]","[°C]","[°C]","[°C]","[h]","[kW]","[kW]","[h]","[kWh]","[h]","[kW]","[kW]","[h]","[kWh]","[kW]","[kWh]","[kWh]","[°C]",{"$f":"M95","v":"[°C]"},"[kW]","[kWh]","[kWh]","[°C]","[°C]"]
[]
[{"$f":"Klimadaten!M5","v":-25},{"$f":"Klimadaten!P5","v":0},{"$f":"Klimadaten!N5","v":{"$error":"#N/A"}},{"$f":"Klimadaten!O5","v":{"$error":"#N/A"}},{"$f":"IF(A97>D$15,IF(OR(D$14=$M$15,D$14=$M$16),$D$5*$D$20,MAX(0,$D$5*(A97-B$78+$D$21)/(32-B$78+$D$21))),0)","v":0},{"$f":"IF($A97<=$B$52,$C$52-($B$52-$A97)*$B$75,IF($A97<=$B$53,$C$53-($B$53-$A97)*$B$76,$C$54-($B$54-$A97)*$B$77))","v":0},{"$f":"IF($D$11=$K$7,F97+(E97*3.6)/(4.19*D$9),IF(E97>0,F97+(D$5*3600)/(D$9*1000*4.2),F97))","v":{"$error":"#DIV/0!"}},{"$f":"IF($A97<=$E$52,$F$52-($E$52-$A97)*$D$75,IF($A97<=$E$53,$F$53-($E$53-$A97)*$D$76,$F$54-($E$54-$A97)*$D$77))","v":0},{"$f":"IF($D$11=$K$7,H97+(E97*3.6)/(4.19*D$9),IF(E97>0,H97+(D$5*3600)/(D$9*1000*4.2),H97))","v":{"$error":"#DIV/0!"}},{"$f":"IF(A97>E$15,IF(OR(E$14=$M$15,E$14=$M$16),$E$5*$D$20,MAX(0,$E$5*(A97-H$78+$D$21)/(32-H$78+$D$21))),0)","v":0},{"$f":"IF($A97<=$B$59,$C$59-($B$59-$A97)*$H$75,IF($A97<=$B$60,$C$60-($B$60-$A97)*$H$76,$C$61-($B$61-$A97)*$H$77))","v":0},{"$f":"IF($D$11=$K$7,K97+(J97*3.6)/(4.19*E$9),IF(J97>0,K97+(E$5*3600)/(E$9*1000*4.2),K97))","v":{"$error":"#DIV/0!"}},{"$f":"IF($A97<=$E$59,$F$59-($E$59-$A97)*$J$75,IF($A97<=$E$60,$F$60-($E$60-$A97)*$J$76,$F$61-($E$61-$A97)*$J$77))","v":0},{"$f":"IF($D$11=$K$7,M97+(J97*3.6)/(4.19*E$9),IF(J97>0,M97+(E$5*3600)/(E$9*1000*4.2),M97))","v":{"$error":"#DIV/0!"}},{"$f":"IF(A97>=$D$15,D97,0)","v":0},{"$f":"IF($AC$4>0,AC5,E97)","v":0},{"$f":"IF(P97>0,(D$7*C$89+D$6*C$88)*(C$90-(G97+F97)/2)/1000,0)","v":0},{"$f":"IF(D$12=$K$11,O97/168*F$84,IF(D$12=$K$12,O97/168*F$84*$D$18,D97/365*$D$24))","v":0},{"$f":"(O97*P97*G$84+Q97*R97)*$D$23","v":{"$error":"#N/A"}},{"$f":"IF(A97>=$E$15,D97,0)","v":0},{"$f":"IF($AC$4>0,AN5,J97)","v":0},{"$f":"IF(U97>0,(E$7*J$89+E$6*J$88)*(J$90-(L97+K97)/2)/1000,0)","v":0},{"$f":"IF(E$12=$K$11,T97/168*M$84,IF(E$12=$K$12,T97/168*M$84*$D$18,D97/365*$D$24))","v":0},{"$f":"(T97*U97*N$84+V97*W97)*$D$23","v":{"$error":"#N/A"}},{"$f":"P97+Q97","v":0},{"$f":"S97","v":{"$error":"#N/A"}},{"$f":"IF($D$11=$K$8,R97*$D$10*$B$72,R97*$D$10)","v":0},{"$f":"IF(D$17=$M$10,IF(AbsFeuchte(A97,C97,950)*1000>$D$25,F97,H97),F97)","v":0},{"$f":"H97","v":0},{"$f":"U97+V97","v":0},{"$f":"X97","v":{"$error":"#N/A"}},{"$f":"IF($D$11=$K$8,W97*$E$10*$B$72,W97*$E$10)","v":0},{"$f":"IF(E$17=$M$10,IF(AbsFeuchte(A97,C97,950)*1000>$D$25,K97,M97),K97)","v":0},{"$f":"M97","v":0}]
[{"$f":"Klimadaten!M6","v":-24},{"$f":"Klimadaten!P6","v":{"$error":"#N/A"}},{"$f":"Klimadaten!N6","v":{"$error":"#N/A"}},{"$f":"Klimadaten!O6","v":{"$error":"#N/A"}},0,0,{"$error":"#DIV/0!"},0,{"$error":"#DIV/0!"},0,0,{"$error":"#DIV/0!"},0,{"$error":"#DIV/0!"},0,{"$f":"IF($AC$4>0,AC6,E98)","v":0},0,0,{"$f":"(O98*P98*G$84+Q98*R98)*$D$23","v":{"$error":"#N/A"}},0,{"$f":"IF($AC$4>0,AN6,J98)","v":0},0,0,{"$f":"(T98*U98*N$84+V98*W98)*$D$23","v":{"$error":"#N/A"}},0,{"$f":"S98","v":{"$error":"#N/A"}},0,0,0,0,{"$f":"X98","v":{"$error":"#N/A"}},0,0,0]
[{"$f":"Klimadaten!M7","v":-23},{"$f":"Klimadaten!P7","v":{"$error":"#N/A"}},{"$f":"Klimadaten!N7","v":{"$error":"#N/A"}},{"$f":"Klimadaten!O7","v":{"$error":"#N/A"}},0,0,{"$error":"#DIV/0!"},0,{"$error":"#DIV/0!"},0,0,{"$error":"#DIV/0!"},0,{"$error":"#DIV/0!"},0,0,0,0,{"$error":"#N/A"},0,0,0,0,{"$error":"#N/A"},0,{"$error":"#N/A"},0,0,0,0,{"$error":"#N/A"},0,0,0]
[{"$f":"Klimadaten!M8","v":-22},{"$f":"Klimadaten!P8","v":{"$error":"#N/A"}},{"$f":"Klimadaten!N8","v":{"$error":"#N/A"}},{"$f":"Klimadaten!O8","v":{"$error":"#N/A"}},0,0,{"$error":"#DIV/0!"},0,{"$error":"#DIV/0!"},0,0,{"$error":"#DIV/0!"},0,{"$error":"#DIV/0!"},0,0,0,0,{"$error":"#N/A"},0,0,0,0,{"$error":"#N/A"},0,{"$error":"#N/A"},0,0,0,0,{"$error":"#N/A"},0,0,0]
[{"$f":"Klimadaten!M9","v":-21},{"$f":"Klimadaten!P9","v":{"$error":"#N/A"}},{"$f":"Klimadaten!N9","v":{"$error":"#N/A"}},{"$f":"Klimadaten!O9","v":{"$error":"#N/A"}},0,0,{"$error":"#DIV/0!"},0,{"$error":"#DIV/0!"},0,0,{"$error":"#DIV/0!"},0,{"$error":"#DIV/0!"},0,0,0,0,{"$error":"#N/A"},0,0,0,0,{"$error":"#N/A"},0,{"$error":"#N/A"},0,0,0,0,{"$error":"#N/A"},0,0,0]
[{"$f":"Klimadaten!M10","v":-20},{"$f":"Klimadaten!P10","v":{"$error":"#N/A"}},{"$f":"Klimadaten!N10","v":{"$error":"#N/A"}},{"$f":"Klimadaten!O10","v":{"$error":"#N/A"}},0,0,{"$error":"#DIV/0!"},0,{"$error":"#DIV/0!"},0,0,{"$error":"#DIV/0!"},0,{"$error":"#DIV/0!"},0,0,0,0,{"$error":"#N/A"},0,0,0,0,{"$error":"#N/A"},0,{"$error":"#N/A"},0,0,0,0,{"$error":"#N/A"},0,0,0]
[{"$f":"Klimadaten!M11","v":-19},{"$f":"Klimadaten!P11","v":{"$error":"#N/A"}},{"$f":"Klimadaten!N11","v":{"$error":"#N/A"}},{"$f":"Klimadaten!O11","v":{"$error":"#N/A"}},0,0,{"$error":"#DIV/0!"},0,{"$error":"#DIV/0!"},0,0,{"$error":"#DIV/0!"},0,{"$error":"#DIV/0!"},0,0,0,0,{"$error":"#N/A"},0,0,0,0,{"$error":"#N/A"},0,{"$error":"#N/A"},0,0,0,0,{"$error":"#N/A"},0,0,0]
[{"$f":"Klimadaten!M12","v":-18},{"$f":"Klimadaten!P12","v":{"$error":"#N/A"}},{"$f":"Klimadaten!N12","v":{"$error":"#N/A"}},{"$f":"Klimadaten!O12","v":{"$error":"#N/A"}},0,0,{"$error":"#DIV/0!"},0,{"$error":"#DIV/0!"},0,0,{"$error":"#DIV/0!"},0,{"$error":"#DIV/0!"},0,0,0,0,{"$error":"#N/A"},0,0,0,0,{"$error":"#N/A"},0,{"$error":"#N/A"},0,0,0,0,{"$error":"#N/A"},0,0,0]
[{"$f":"Klimadaten!M13","v":-17},{"$f":"Klimadaten!P13","v":{"$error":"#N/A"}},{"$f":"Klimadaten!N13","v":{"$error":"#N/A"}},{"$f":"Klimadaten!O13","v":{"$error":"#N/A"}},0,0,{"$error":"#DIV/0!"},0,{"$error":"#DIV/0!"},0,0,{"$error":"#DIV/0!"},0,{"$error":"#DIV/0!"},0,0,0,0,{"$error":"#N/A"},0,0,0,0,{"$error":"#N/A"},0,{"$error":"#N/A"},0,0,0,0,{"$error":"#N/A"},0,0,0]
[{"$f":"Klimadaten!M14","v":-16},{"$f":"Klimadaten!P14","v":{"$error":"#N/A"}},{"$f":"Klimadaten!N14","v":{"$error":"#N/A"}},{"$f":"Klimadaten!O14","v":{"$error":"#N/A"}},0,0,{"$error":"#DIV/0!"},0,{"$error":"#DIV/0!"},0,0,{"$error":"#DIV/0!"},0,{"$error":"#DIV/0!"},0,0,0,0,{"$error":"#N/A"},0,0,0,0,{"$error":"#N/A"},0,{"$error":"#N/A"},0,0,0,0,{"$error":"#N/A"},0,0,0]
[{"$f":"Klimadaten!M15","v":-15},{"$f":"Klimadaten!P15","v":{"$error":"#N/A"}},{"$f":"Klimadaten!N15","v":{"$error":"#N/A"}},{"$f":"Klimadaten!O15","v":{"$error":"#N/A"}},0,0,{"$error":"#DIV/0!"},0,{"$error":"#DIV/0!"},0,0,{"$error":"#DIV/0!"},0,{"$error":"#DIV/0!"},0,0,0,0,{"$error":"#N/A"},0,0,0,0,{"$error":"#N/A"},0,{"$error":"#N/A"},0,0,0,0,{"$error":"#N/A"},0,0,0]
[{"$f":"Klimadaten!M16","v":-14},{"$f":"Klimadaten!P16","v":{"$error":"#N/A"}},{"$f":"Klimadaten!N16","v":{"$error":"#N/A"}},{"$f":"Klimadaten!O16","v":{"$error":"#N/A"}},0,0,{"$error":"#DIV/0!"},0,{"$error":"#DIV/0!"},0,0,{"$error":"#DIV/0!"},0,{"$error":"#DIV/0!"},0,0,0,0,{"$error":"#N/A"},0,0,0,0,{"$error":"#N/A"},0,{"$error":"#N/A"},0,0,0,0,{"$error":"#N/A"},0,0,0]
[{"$f":"Klimadaten!M17","v":-13},{"$f":"Klimadaten!P17","v":{"$error":"#N/A"}},{"$f":"Klimadaten!N17","v":{"$error":"#N/A"}},{"$f":"Klimadaten!O17","v":{"$error":"#N/A"}},0,0,{"$error":"#DIV/0!"},0,{"$error":"#DIV/0!"},0,0,{"$error":"#DIV/0!"},0,{"$error":"#DIV/0!"},0,0,0,0,{"$error":"#N/A"},0,0,0,0,{"$error":"#N/A"},0,{"$error":"#N/A"},0,0,0,0,{"$error":"#N/A"},0,0,0]
[{"$f":"Klimadaten!M18","v":-12},{"$f":"Klimadaten!P18","v":{"$error":"#N/A"}},{"$f":"Klimadaten!N18","v":{"$error":"#N/A"}},{"$f":"Klimadaten!O18","v":{"$error":"#N/A"}},0,0,{"$error":"#DIV/0!"},0,{"$error":"#DIV/0!"},0,0,{"$error":"#DIV/0!"},0,{"$error":"#DIV/0!"},0,0,0,0,{"$error":"#N/A"},0,0,0,0,{"$error":"#N/A"},0,{"$error":"#N/A"},0,0,0,0,{"$error":"#N/A"},0,0,0]
[{"$f":"Klimadaten!M19","v":-11},{"$f":"Klimadaten!P19","v":{"$error":"#N/A"}},{"$f":"Klimadaten!N19","v":{"$error":"#N/A"}},{"$f":"Klimadaten!O19","v":{"$error":"#N/A"}},0,0,{"$error":"#DIV/0!"},0,{"$error":"#DIV/0!"},0,0,{"$error":"#DIV/0!"},0,{"$error":"#DIV/0!"},0,0,0,0,{"$error":"#N/A"},0,0,0,0,{"$error":"#N/A"},0,{"$error":"#N/A"},0,0,0,0,{"$error":"#N/A"},0,0,0]
[{"$f":"Klimadaten!M20","v":-10},{"$f":"Klimadaten!P20","v":{"$error":"#N/A"}},{"$f":"Klimadaten!N20","v":{"$error":"#N/A"}},{"$f":"Klimadaten!O20","v":{"$error":"#N/A"}},0,0,{"$error":"#DIV/0!"},0,{"$error":"#DIV/0!"},0,0,{"$error":"#DIV/0!"},0,{"$error":"#DIV/0!"},0,0,0,0,{"$error":"#N/A"},0,0,0,0,{"$error":"#N/A"},0,{"$error":"#N/A"},0,0,0,0,{"$error":"#N/A"},0,0,0]
[{"$f":"Klimadaten!M21","v":-9},{"$f":"Klimadaten!P21","v":{"$error":"#N/A"}},{"$f":"Klimadaten!N21","v":{"$error":"#N/A"}},{"$f":"Klimadaten!O21","v":{"$error":"#N/A"}},0,0,{"$error":"#DIV/0!"},0,{"$error":"#DIV/0!"},0,0,{"$error":"#DIV/0!"},0,{"$error":"#DIV/0!"},0,0,0,0,{"$error":"#N/A"},0,0,0,0,{"$error":"#N/A"},0,{"$error":"#N/A"},0,0,0,0,{"$error":"#N/A"},0,0,0]
[{"$f":"Klimadaten!M22","v":-8},{"$f":"Klimadaten!P22","v":{"$error":"#N/A"}},{"$f":"Klimadaten!N22","v":{"$error":"#N/A"}},{"$f":"Klimadaten!O22","v":{"$error":"#N/A"}},0,0,{"$error":"#DIV/0!"},0,{"$error":"#DIV/0!"},0,0,{"$error":"#DIV/0!"},0,{"$error":"#DIV/0!"},0,0,0,0,{"$error":"#N/A"},0,0,0,0,{"$error":"#N/A"},0,{"$error":"#N/A"},0,0,0,0,{"$error":"#N/A"},0,0,0]
[{"$f":"Klimadaten!M23","v":-7},{"$f":"Klimadaten!P23","v":{"$error":"#N/A"}},{"$f":"Klimadaten!N23","v":{"$error":"#N/A"}},{"$f":"Klimadaten!O23","v":{"$error":"#N/A"}},0,0,{"$error":"#DIV/0!"},0,{"$error":"#DIV/0!"},0,0,{"$error":"#DIV/0!"},0,{"$error":"#DIV/0!"},0,0,0,0,{"$error":"#N/A"},0,0,0,0,{"$error":"#N/A"},0,{"$error":"#N/A"},0,0,0,0,{"$error":"#N/A"},0,0,0]
[{"$f":"Klimadaten!M24","v":-6},{"$f":"Klimadaten!P24","v":{"$error":"#N/A"}},{"$f":"Klimadaten!N24","v":{"$error":"#N/A"}},{"$f":"Klimadaten!O24","v":{"$error":"#N/A"}},0,0,{"$error":"#DIV/0!"},0,{"$error":"#DIV/0!"},0,0,{"$error":"#DIV/0!"},0,{"$error":"#DIV/0!"},0,0,0,0,{"$error":"#N/A"},0,0,0,0,{"$error":"#N/A"},0,{"$error":"#N/A"},0,0,0,0,{"$error":"#N/A"},0,0,0]
[{"$f":"Klimadaten!M25","v":-5},{"$f":"Klimadaten!P25","v":{"$error":"#N/A"}},{"$f":"Klimadaten!N25","v":{"$error":"#N/A"}},{"$f":"Klimadaten!O25","v":{"$error":"#N/A"}},0,0,{"$error":"#DIV/0!"},0,{"$error":"#DIV/0!"},0,0,{"$error":"#DIV/0!"},0,{"$error":"#DIV/0!"},0,0,0,0,{"$error":"#N/A"},0,0,0,0,{"$error":"#N/A"},0,{"$error":"#N/A"},0,0,0,0,{"$error":"#N/A"},0,0,0]
[{"$f":"Klimadaten!M26","v":-4},{"$f":"Klimadaten!P26","v":{"$error":"#N/A"}},{"$f":"Klimadaten!N26","v":{"$error":"#N/A"}},{"$f":"Klimadaten!O26","v":{"$error":"#N/A"}},0,0,{"$error":"#DIV/0!"},0,{"$error":"#DIV/0!"},0,0,{"$error":"#DIV/0!"},0,{"$error":"#DIV/0!"},0,0,0,0,{"$error":"#N/A"},0,0,0,0,{"$error":"#N/A"},0,{"$error":"#N/A"},0,0,0,0,{"$error":"#N/A"},0,0,0]
[{"$f":"Klimadaten!M27","v":-3},{"$f":"Klimadaten!P27","v":{"$error":"#N/A"}},{"$f":"Klimadaten!N27","v":{"$error":"#N/A"}},{"$f":"Klimadaten!O27","v":{"$error":"#N/A"}},0,0,{"$error":"#DIV/0!"},0,{"$error":"#DIV/0!"},0,0,{"$error":"#DIV/0!"},0,{"$error":"#DIV/0!"},0,0,0,0,{"$error":"#N/A"},0,0,0,0,{"$error":"#N/A"},0,{"$error":"#N/A"},0,0,0,0,{"$error":"#N/A"},0,0,0]
[{"$f":"Klimadaten!M28","v":-2},{"$f":"Klimadaten!P28","v":{"$error":"#N/A"}},{"$f":"Klimadaten!N28","v":{"$error":"#N/A"}},{"$f":"Klimadaten!O28","v":{"$error":"#N/A"}},0,0,{"$error":"#DIV/0!"},0,{"$error":"#DIV/0!"},0,0,{"$error":"#DIV/0!"},0,{"$error":"#DIV/0!"},0,0,0,0,{"$error":"#N/A"},0,0,0,0,{"$error":"#N/A"},0,{"$error":"#N/A"},0,0,0,0,{"$error":"#N/A"},0,0,0]
[{"$f":"Klimadaten!M29","v":-1},{"$f":"Klimadaten!P29","v":{"$error":"#N/A"}},{"$f":"Klimadaten!N29","v":{"$error":"#N/A"}},{"$f":"Klimadaten!O29","v":{"$error":"#N/A"}},0,0,{"$error":"#DIV/0!"},0,{"$error":"#DIV/0!"},0,0,{"$error":"#DIV/0!"},0,{"$error":"#DIV/0!"},0,0,0,0,{"$error":"#N/A"},0,0,0,0,{"$error":"#N/A"},0,{"$error":"#N/A"},0,0,0,0,{"$error":"#N/A"},0,0,0]
[{"$f":"Klimadaten!M30","v":0},{"$f":"Klimadaten!P30","v":{"$error":"#N/A"}},{"$f":"Klimadaten!N30","v":{"$error":"#N/A"}},{"$f":"Klimadaten!O30","v":{"$error":"#N/A"}},0,0,{"$error":"#DIV/0!"},0,{"$error":"#DIV/0!"},0,0,{"$error":"#DIV/0!"},0,{"$error":"#DIV/0!"},{"$error":"#N/A"},0,0,{"$error":"#N/A"},{"$error":"#N/A"},{"$error":"#N/A"},0,0,{"$error":"#N/A"},{"$error":"#N/A"},0,{"$error":"#N/A"},{"$error":"#N/A"},0,0,0,{"$error":"#N/A"},{"$error":"#N/A"},0,0]
[{"$f":"Klimadaten!M31","v":1},{"$f":"Klimadaten!P31","v":{"$error":"#N/A"}},{"$f":"Klimadaten!N31","v":{"$error":"#N/A"}},{"$f":"Klimadaten!O31","v":{"$error":"#N/A"}},{"$error":"#N/A"},0,{"$error":"#N/A"},0,{"$error":"#N/A"},{"$error":"#N/A"},0,{"$error":"#N/A"},0,{"$error":"#N/A"},{"$error":"#N/A"},{"$error":"#N/A"},{"$error":"#N/A"},{"$error":"#N/A"},{"$error":"#N/A"},{"$error":"#N/A"},{"$error":"#N/A"},{"$error":"#N/A"},{"$error":"#N/A"},{"$error":"#N/A"},{"$error":"#N/A"},{"$error":"#N/A"},{"$error":"#N/A"},0,0,{"$error":"#N/A"},{"$error":"#N/A"},{"$error":"#N/A"},0,0]
[{"$f":"Klimadaten!M32","v":2},{"$f":"Klimadaten!P32","v":{"$error":"#N/A"}},{"$f":"Klimadaten!N32","v":{"$error":"#N/A"}},{"$f":"Klimadaten!O32","v":{"$error":"#N/A"}},{"$error":"#N/A"},0,{"$error":"#N/A"},0,{"$error":"#N/A"},{"$error":"#N/A"},0,{"$error":"#N/A"},0,{"$error":"#N/A"},{"$error":"#N/A"},{"$error":"#N/A"},{"$error":"#N/A"},{"$error":"#N/A"},{"$error":"#N/A"},{"$error":"#N/A"},{"$error":"#N/A"},{"$error":"#N/A"},{"$error":"#N/A"},{"$error":"#N/A"},{"$error":"#N/A"},{"$error":"#N/A"},{"$error":"#N/A"},0,0,{"$error":"#N/A"},{"$error":"#N/A"},{"$error":"#N/A"},0,0]
[{"$f":"Klimadaten!M33","v":3},{"$f":"Klimadaten!P33","v":{"$error":"#N/A"}},{"$f":"Klimadaten!N33","v":{"$error":"#N/A"}},{"$f":"Klimadaten!O33","v":{"$error":"#N/A"}},{"$error":"#N/A"},0,{"$error":"#N/A"},0,{"$error":"#N/A"},{"$error":"#N/A"},0,{"$error":"#N/A"},0,{"$error":"#N/A"},{"$error":"#N/A"},{"$error":"#N/A"},{"$error":"#N/A"},{"$error":"#N/A"},{"$error":"#N/A"},{"$error":"#N/A"},{"$error":"#N/A"},{"$error":"#N/A"},{"$error":"#N/A"},{"$error":"#N/A"},{"$error":"#N/A"},{"$error":"#N/A"},{"$error":"#N/A"},0,0,{"$error":"#N/A"},{"$error":"#N/A"},{"$error":"#N/A"},0,0]
[{"$f":"Klimadaten!M34","v":4},{"$f":"Klimadaten!P34","v":{"$error":"#N/A"}},{"$f":"Klimadaten!N34","v":{"$error":"#N/A"}},{"$f":"Klimadaten!O34","v":{"$error":"#N/A"}},{"$error":"#N/A"},0,{"$error":"#N/A"},0,{"$error":"#N/A"},{"$error":"#N/A"},0,{"$error":"#N/A"},0,{"$error":"#N/A"},{"$error":"#N/A"},{"$error":"#N/A"},{"$error":"#N/A"},{"$error":"#N/A"},{"$error":"#N/A"},{"$error":"#N/A"},{"$error":"#N/A"},{"$error":"#N/A"},{"$error":"#N/A"},{"$error":"#N/A"},{"$error":"#N/A"},{"$error":"#N/A"},{"$error":"#N/A"},0,0,{"$error":"#N/A"},{"$error":"#N/A"},{"$error":"#N/A"},0,0]
[{"$f":"Klimadaten!M35","v":5},{"$f":"Klimadaten!P35","v":{"$error":"#N/A"}},{"$f":"Klimadaten!N35","v":{"$error":"#N/A"}},{"$f":"Klimadaten!O35","v":{"$error":"#N/A"}},{"$error":"#N/A"},0,{"$error":"#N/A"},0,{"$error":"#N/A"},{"$error":"#N/A"},0,{"$error":"#N/A"},0,{"$error":"#N/A"},{"$error":"#N/A"},{"$error":"#N/A"},{"$error":"#N/A"},{"$error":"#N/A"},{"$error":"#N/A"},{"$error":"#N/A"},{"$error":"#N/A"},{"$error":"#N/A"},{"$error":"#N/A"},{"$error":"#N/A"},{"$error":"#N/A"},{"$error":"#N/A"},{"$error":"#N/A"},0,0,{"$error":"#N/A"},{"$error":"#N/A"},{"$error":"#N/A"},0,0]
[{"$f":"Klimadaten!M36","v":6},{"$f":"Klimadaten!P36","v":{"$error":"#N/A"}},{"$f":"Klimadaten!N36","v":{"$error":"#N/A"}},{"$f":"Klimadaten!O36","v":{"$error":"#N/A"}},{"$error":"#N/A"},0,{"$error":"#N/A"},0,{"$error":"#N/A"},{"$error":"#N/A"},0,{"$error":"#N/A"},0,{"$error":"#N/A"},{"$error":"#N/A"},{"$error":"#N/A"},{"$error":"#N/A"},{"$error":"#N/A"},{"$error":"#N/A"},{"$error":"#N/A"},{"$error":"#N/A"},{"$error":"#N/A"},{"$error":"#N/A"},{"$error":"#N/A"},{"$error":"#N/A"},{"$error":"#N/A"},{"$error":"#N/A"},0,0,{"$error":"#N/A"},{"$error":"#N/A"},{"$error":"#N/A"},0,0]
[{"$f":"Klimadaten!M37","v":7},{"$f":"Klimadaten!P37","v":{"$error":"#N/A"}},{"$f":"Klimadaten!N37","v":{"$error":"#N/A"}},{"$f":"Klimadaten!O37","v":{"$error":"#N/A"}},{"$f":"IF(A129>D$15,IF(OR(D$14=$M$15,D$14=$M$16),$D$5*$D$20,MAX(0,$D$5*(A129-B$78+$D$21)/(32-B$78+$D$21))),0)","v":{"$error":"#N/A"}},{"$f":"IF($A129<=$B$52,$C$52-($B$52-$A129)*$B$75,IF($A129<=$B$53,$C$53-($B$53-$A129)*$B$76,$C$54-($B$54-$A129)*$B$77))","v":0},{"$f":"IF($D$11=$K$7,F129+(E129*3.6)/(4.19*D$9),IF(E129>0,F129+(D$5*3600)/(D$9*1000*4.2),F129))","v":{"$error":"#N/A"}},{"$f":"IF($A129<=$E$52,$F$52-($E$52-$A129)*$D$75,IF($A129<=$E$53,$F$53-($E$53-$A129)*$D$76,$F$54-($E$54-$A129)*$D$77))","v":0},{"$f":"IF($D$11=$K$7,H129+(E129*3.6)/(4.19*D$9),IF(E129>0,H129+(D$5*3600)/(D$9*1000*4.2),H129))","v":{"$error":"#N/A"}},{"$f":"IF(A129>E$15,IF(OR(E$14=$M$15,E$14=$M$16),$E$5*$D$20,MAX(0,$E$5*(A129-H$78+$D$21)/(32-H$78+$D$21))),0)","v":{"$error":"#N/A"}},{"$f":"IF($A129<=$B$59,$C$59-($B$59-$A129)*$H$75,IF($A129<=$B$60,$C$60-($B$60-$A129)*$H$76,$C$61-($B$61-$A129)*$H$77))","v":0},{"$f":"IF($D$11=$K$7,K129+(J129*3.6)/(4.19*E$9),IF(J129>0,K129+(E$5*3600)/(E$9*1000*4.2),K129))","v":{"$error":"#N/A"}},{"$f":"IF($A129<=$E$59,$F$59-($E$59-$A129)*$J$75,IF($A129<=$E$60,$F$60-($E$60-$A129)*$J$76,$F$61-($E$61-$A129)*$J$77))","v":0},{"$f":"IF($D$11=$K$7,M129+(J129*3.6)/(4.19*E$9),IF(J129>0,M129+(E$5*3600)/(E$9*1000*4.2),M129))","v":{"$error":"#N/A"}},{"$f":"IF(A129>=$D$15,D129,0)","v":{"$error":"#N/A"}},{"$error":"#N/A"},{"$f":"IF(P129>0,(D$7*C$89+D$6*C$88)*(C$90-(G129+F129)/2)/1000,0)","v":{"$error":"#N/A"}},{"$f":"IF(D$12=$K$11,O129/168*F$84,IF(D$12=$K$12,O129/168*F$84*$D$18,D129/365*$D$24))","v":{"$error":"#N/A"}},{"$error":"#N/A"},{"$f":"IF(A129>=$E$15,D129,0)","v":{"$error":"#N/A"}},{"$error":"#N/A"},{"$f":"IF(U129>0,(E$7*J$89+E$6*J$88)*(J$90-(L129+K129)/2)/1000,0)","v":{"$error":"#N/A"}},{"$f":"IF(E$12=$K$11,T129/168*M$84,IF(E$12=$K$12,T129/168*M$84*$D$18,D129/365*$D$24))","v":{"$error":"#N/A"}},{"$error":"#N/A"},{"$f":"P129+Q129","v":{"$error":"#N/A"}},{"$error":"#N/A"},{"$f":"IF($D$11=$K$8,R129*$D$10*$B$72,R129*$D$10)","v":{"$error":"#N/A"}},{"$f":"IF(D$17=$M$10,IF(AbsFeuchte(A129,C129,950)*1000>$D$25,F129,H129),F129)","v":0},{"$f":"H129","v":0},{"$f":"U129+V129","v":{"$error":"#N/A"}},{"$error":"#N/A"},{"$f":"IF($D$11=$K$8,W129*$E$10*$B$72,W129*$E$10)","v":{"$error":"#N/A"}},{"$f":"IF(E$17=$M$10,IF(AbsFeuchte(A129,C129,950)*1000>$D$25,K129,M129),K129)","v":0},{"$f":"M129","v":0}]
[{"$f":"Klimadaten!M38","v":8},{"$f":"Klimadaten!P38","v":{"$error":"#N/A"}},{"$f":"Klimadaten!N38","v":{"$error":"#N/A"}},{"$f":"Klimadaten!O38","v":{"$error":"#N/A"}},{"$error":"#N/A"},0,{"$error":"#N/A"},0,{"$error":"#N/A"},{"$error":"#N/A"},0,{"$error":"#N/A"},0,{"$error":"#N/A"},{"$error":"#N/A"},{"$error":"#N/A"},{"$error":"#N/A"},{"$error":"#N/A"},{"$error":"#N/A"},{"$error":"#N/A"},{"$error":"#N/A"},{"$error":"#N/A"},{"$error":"#N/A"},{"$error":"#N/A"},{"$error":"#N/A"},{"$error":"#N/A"},{"$error":"#N/A"},0,0,{"$error":"#N/A"},{"$error":"#N/A"},{"$error":"#N/A"},0,0]
[{"$f":"Klimadaten!M39","v":9},{"$f":"Klimadaten!P39","v":{"$error":"#N/A"}},{"$f":"Klimadaten!N39","v":{"$error":"#N/A"}},{"$f":"Klimadaten!O39","v":{"$error":"#N/A"}},{"$error":"#N/A"},0,{"$error":"#N/A"},0,{"$error":"#N/A"},{"$error":"#N/A"},0,{"$error":"#N/A"},0,{"$error":"#N/A"},{"$error":"#N/A"},{"$error":"#N/A"},{"$error":"#N/A"},{"$error":"#N/A"},{"$error":"#N/A"},{"$error":"#N/A"},{"$error":"#N/A"},{"$error":"#N/A"},{"$error":"#N/A"},{"$error":"#N/A"},{"$error":"#N/A"},{"$error":"#N/A"},{"$error":"#N/A"},0,0,{"$error":"#N/A"},{"$error":"#N/A"},{"$error":"#N/A"},0,0]
[{"$f":"Klimadaten!M40","v":10},{"$f":"Klimadaten!P40","v":{"$error":"#N/A"}},{"$f":"Klimadaten!N40","v":{"$error":"#N/A"}},{"$f":"Klimadaten!O40","v":{"$error":"#N/A"}},{"$error":"#N/A"},0,{"$error":"#N/A"},0,{"$error":"#N/A"},{"$error":"#N/A"},0,{"$error":"#N/A"},0,{"$error":"#N/A"},{"$error":"#N/A"},{"$error":"#N/A"},{"$error":"#N/A"},{"$error":"#N/A"},{"$error":"#N/A"},{"$error":"#N/A"},{"$error":"#N/A"},{"$error":"#N/A"},{"$error":"#N/A"},{"$error":"#N/A"},{"$error":"#N/A"},{"$error":"#N/A"},{"$error":"#N/A"},0,0,{"$error":"#N/A"},{"$error":"#N/A"},{"$error":"#N/A"},0,0]
[{"$f":"Klimadaten!M41","v":11},{"$f":"Klimadaten!P41","v":{"$error":"#N/A"}},{"$f":"Klimadaten!N41","v":{"$error":"#N/A"}},{"$f":"Klimadaten!O41","v":{"$error":"#N/A"}},{"$error":"#N/A"},0,{"$error":"#N/A"},0,{"$error":"#N/A"},{"$error":"#N/A"},0,{"$error":"#N/A"},0,{"$error":"#N/A"},{"$error":"#N/A"},{"$error":"#N/A"},{"$error":"#N/A"},{"$error":"#N/A"},{"$error":"#N/A"},{"$error":"#N/A"},{"$error":"#N/A"},{"$error":"#N/A"},{"$error":"#N/A"},{"$error":"#N/A"},{"$error":"#N/A"},{"$error":"#N/A"},{"$error":"#N/A"},0,0,{"$error":"#N/A"},{"$error":"#N/A"},{"$error":"#N/A"},0,0]
[{"$f":"Klimadaten!M42","v":12},{"$f":"Klimadaten!P42","v":{"$error":"#N/A"}},{"$f":"Klimadaten!N42","v":{"$error":"#N/A"}},{"$f":"Klimadaten!O42","v":{"$error":"#N/A"}},{"$error":"#N/A"},0,{"$error":"#N/A"},0,{"$error":"#N/A"},{"$error":"#N/A"},0,{"$error":"#N/A"},0,{"$error":"#N/A"},{"$error":"#N/A"},{"$error":"#N/A"},{"$error":"#N/A"},{"$error":"#N/A"},{"$error":"#N/A"},{"$error":"#N/A"},{"$error":"#N/A"},{"$error":"#N/A"},{"$error":"#N/A"},{"$error":"#N/A"},{"$error":"#N/A"},{"$error":"#N/A"},{"$error":"#N/A"},0,0,{"$error":"#N/A"},{"$error":"#N/A"},{"$error":"#N/A"},0,0]
[{"$f":"Klimadaten!M43","v":13},{"$f":"Klimadaten!P43","v":{"$error":"#N/A"}},{"$f":"Klimadaten!N43","v":{"$error":"#N/A"}},{"$f":"Klimadaten!O43","v":{"$error":"#N/A"}},{"$error":"#N/A"},0,{"$error":"#N/A"},0,{"$error":"#N/A"},{"$error":"#N/A"},0,{"$error":"#N/A"},0,{"$error":"#N/A"},{"$error":"#N/A"},{"$error":"#N/A"},{"$error":"#N/A"},{"$error":"#N/A"},{"$error":"#N/A"},{"$error":"#N/A"},{"$error":"#N/A"},{"$error":"#N/A"},{"$error":"#N/A"},{"$error":"#N/A"},{"$error":"#N/A"},{"$error":"#N/A"},{"$error":"#N/A"},0,0,{"$error":"#N/A"},{"$error":"#N/A"},{"$error":"#N/A"},0,0]
[{"$f":"Klimadaten!M44","v":14},{"$f":"Klimadaten!P44","v":{"$error":"#N/A"}},{"$f":"Klimadaten!N44","v":{"$error":"#N/A"}},{"$f":"Klimadaten!O44","v":{"$error":"#N/A"}},{"$error":"#N/A"},0,{"$error":"#N/A"},0,{"$error":"#N/A"},{"$error":"#N/A"},0,{"$error":"#N/A"},0,{"$error":"#N/A"},{"$error":"#N/A"},{"$error":"#N/A"},{"$error":"#N/A"},{"$error":"#N/A"},{"$error":"#N/A"},{"$error":"#N/A"},{"$error":"#N/A"},{"$error":"#N/A"},{"$error":"#N/A"},{"$error":"#N/A"},{"$error":"#N/A"},{"$error":"#N/A"},{"$error":"#N/A"},0,0,{"$error":"#N/A"},{"$error":"#N/A"},{"$error":"#N/A"},0,0]
[{"$f":"Klimadaten!M45","v":15},{"$f":"Klimadaten!P45","v":{"$error":"#N/A"}},{"$f":"Klimadaten!N45","v":{"$error":"#N/A"}},{"$f":"Klimadaten!O45","v":{"$error":"#N/A"}},{"$error":"#N/A"},0,{"$error":"#N/A"},0,{"$error":"#N/A"},{"$error":"#N/A"},0,{"$error":"#N/A"},0,{"$error":"#N/A"},{"$error":"#N/A"},{"$error":"#N/A"},{"$error":"#N/A"},{"$error":"#N/A"},{"$error":"#N/A"},{"$error":"#N/A"},{"$error":"#N/A"},{"$error":"#N/A"},{"$error":"#N/A"},{"$error":"#N/A"},{"$error":"#N/A"},{"$error":"#N/A"},{"$error":"#N/A"},0,0,{"$error":"#N/A"},{"$error":"#N/A"},{"$error":"#N/A"},0,0]
[{"$f":"Klimadaten!M46","v":16},{"$f":"Klimadaten!P46","v":{"$error":"#N/A"}},{"$f":"Klimadaten!N46","v":{"$error":"#N/A"}},{"$f":"Klimadaten!O46","v":{"$error":"#N/A"}},{"$error":"#N/A"},0,{"$error":"#N/A"},0,{"$error":"#N/A"},{"$error":"#N/A"},0,{"$error":"#N/A"},0,{"$error":"#N/A"},{"$error":"#N/A"},{"$error":"#N/A"},{"$error":"#N/A"},{"$error":"#N/A"},{"$error":"#N/A"},{"$error":"#N/A"},{"$error":"#N/A"},{"$error":"#N/A"},{"$error":"#N/A"},{"$error":"#N/A"},{"$error":"#N/A"},{"$error":"#N/A"},{"$error":"#N/A"},0,0,{"$error":"#N/A"},{"$error":"#N/A"},{"$error":"#N/A"},0,0]
[{"$f":"Klimadaten!M47","v":17},{"$f":"Klimadaten!P47","v":{"$error":"#N/A"}},{"$f":"Klimadaten!N47","v":{"$error":"#N/A"}},{"$f":"Klimadaten!O47","v":{"$error":"#N/A"}},{"$error":"#N/A"},0,{"$error":"#N/A"},0,{"$error":"#N/A"},{"$error":"#N/A"},0,{"$error":"#N/A"},0,{"$error":"#N/A"},{"$error":"#N/A"},{"$error":"#N/A"},{"$error":"#N/A"},{"$error":"#N/A"},{"$error":"#N/A"},{"$error":"#N/A"},{"$error":"#N/A"},{"$error":"#N/A"},{"$error":"#N/A"},{"$error":"#N/A"},{"$error":"#N/A"},{"$error":"#N/A"},{"$error":"#N/A"},0,0,{"$error":"#N/A"},{"$error":"#N/A"},{"$error":"#N/A"},0,0]
[{"$f":"Klimadaten!M48","v":18},{"$f":"Klimadaten!P48","v":{"$error":"#N/A"}},{"$f":"Klimadaten!N48","v":{"$error":"#N/A"}},{"$f":"Klimadaten!O48","v":{"$error":"#N/A"}},{"$error":"#N/A"},0,{"$error":"#N/A"},0,{"$error":"#N/A"},{"$error":"#N/A"},0,{"$error":"#N/A"},0,{"$error":"#N/A"},{"$error":"#N/A"},{"$error":"#N/A"},{"$error":"#N/A"},{"$error":"#N/A"},{"$error":"#N/A"},{"$error":"#N/A"},{"$error":"#N/A"},{"$error":"#N/A"},{"$error":"#N/A"},{"$error":"#N/A"},{"$error":"#N/A"},{"$error":"#N/A"},{"$error":"#N/A"},0,0,{"$error":"#N/A"},{"$error":"#N/A"},{"$error":"#N/A"},0,0]
[{"$f":"Klimadaten!M49","v":19},{"$f":"Klimadaten!P49","v":{"$error":"#N/A"}},{"$f":"Klimadaten!N49","v":{"$error":"#N/A"}},{"$f":"Klimadaten!O49","v":{"$error":"#N/A"}},{"$error":"#N/A"},0,{"$error":"#N/A"},0,{"$error":"#N/A"},{"$error":"#N/A"},0,{"$error":"#N/A"},0,{"$error":"#N/A"},{"$error":"#N/A"},{"$error":"#N/A"},{"$error":"#N/A"},{"$error":"#N/A"},{"$error":"#N/A"},{"$error":"#N/A"},{"$error":"#N/A"},{"$error":"#N/A"},{"$error":"#N/A"},{"$error":"#N/A"},{"$error":"#N/A"},{"$error":"#N/A"},{"$error":"#N/A"},0,0,{"$error":"#N/A"},{"$error":"#N/A"},{"$error":"#N/A"},0,0]
[{"$f":"Klimadaten!M50","v":20},{"$f":"Klimadaten!P50","v":{"$error":"#N/A"}},{"$f":"Klimadaten!N50","v":{"$error":"#N/A"}},{"$f":"Klimadaten!O50","v":{"$error":"#N/A"}},{"$error":"#N/A"},0,{"$error":"#N/A"},0,{"$error":"#N/A"},{"$error":"#N/A"},0,{"$error":"#N/A"},0,{"$error":"#N/A"},{"$error":"#N/A"},{"$error":"#N/A"},{"$error":"#N/A"},{"$error":"#N/A"},{"$error":"#N/A"},{"$error":"#N/A"},{"$error":"#N/A"},{"$error":"#N/A"},{"$error":"#N/A"},{"$error":"#N/A"},{"$error":"#N/A"},{"$error":"#N/A"},{"$error":"#N/A"},0,0,{"$error":"#N/A"},{"$error":"#N/A"},{"$error":"#N/A"},0,0]
[{"$f":"Klimadaten!M51","v":21},{"$f":"Klimadaten!P51","v":{"$error":"#N/A"}},{"$f":"Klimadaten!N51","v":{"$error":"#N/A"}},{"$f":"Klimadaten!O51","v":{"$error":"#N/A"}},{"$error":"#N/A"},0,{"$error":"#N/A"},0,{"$error":"#N/A"},{"$error":"#N/A"},0,{"$error":"#N/A"},0,{"$error":"#N/A"},{"$error":"#N/A"},{"$error":"#N/A"},{"$error":"#N/A"},{"$error":"#N/A"},{"$error":"#N/A"},{"$error":"#N/A"},{"$error":"#N/A"},{"$error":"#N/A"},{"$error":"#N/A"},{"$error":"#N/A"},{"$error":"#N/A"},{"$error":"#N/A"},{"$error":"#N/A"},0,0,{"$error":"#N/A"},{"$error":"#N/A"},{"$error":"#N/A"},0,0]
[{"$f":"Klimadaten!M52","v":22},{"$f":"Klimadaten!P52","v":{"$error":"#N/A"}},{"$f":"Klimadaten!N52","v":{"$error":"#N/A"}},{"$f":"Klimadaten!O52","v":{"$error":"#N/A"}},{"$error":"#N/A"},0,{"$error":"#N/A"},0,{"$error":"#N/A"},{"$error":"#N/A"},0,{"$error":"#N/A"},0,{"$error":"#N/A"},{"$error":"#N/A"},{"$error":"#N/A"},{"$error":"#N/A"},{"$error":"#N/A"},{"$error":"#N/A"},{"$error":"#N/A"},{"$error":"#N/A"},{"$error":"#N/A"},{"$error":"#N/A"},{"$error":"#N/A"},{"$error":"#N/A"},{"$error":"#N/A"},{"$error":"#N/A"},0,0,{"$error":"#N/A"},{"$error":"#N/A"},{"$error":"#N/A"},0,0]
[{"$f":"Klimadaten!M53","v":23},{"$f":"Klimadaten!P53","v":{"$error":"#N/A"}},{"$f":"Klimadaten!N53","v":{"$error":"#N/A"}},{"$f":"Klimadaten!O53","v":{"$error":"#N/A"}},{"$error":"#N/A"},0,{"$error":"#N/A"},0,{"$error":"#N/A"},{"$error":"#N/A"},0,{"$error":"#N/A"},0,{"$error":"#N/A"},{"$error":"#N/A"},{"$error":"#N/A"},{"$error":"#N/A"},{"$error":"#N/A"},{"$error":"#N/A"},{"$error":"#N/A"},{"$error":"#N/A"},{"$error":"#N/A"},{"$error":"#N/A"},{"$error":"#N/A"},{"$error":"#N/A"},{"$error":"#N/A"},{"$error":"#N/A"},0,0,{"$error":"#N/A"},{"$error":"#N/A"},{"$error":"#N/A"},0,0]
[{"$f":"Klimadaten!M54","v":24},{"$f":"Klimadaten!P54","v":{"$error":"#N/A"}},{"$f":"Klimadaten!N54","v":{"$error":"#N/A"}},{"$f":"Klimadaten!O54","v":{"$error":"#N/A"}},{"$error":"#N/A"},0,{"$error":"#N/A"},0,{"$error":"#N/A"},{"$error":"#N/A"},0,{"$error":"#N/A"},0,{"$error":"#N/A"},{"$error":"#N/A"},{"$error":"#N/A"},{"$error":"#N/A"},{"$error":"#N/A"},{"$error":"#N/A"},{"$error":"#N/A"},{"$error":"#N/A"},{"$error":"#N/A"},{"$error":"#N/A"},{"$error":"#N/A"},{"$error":"#N/A"},{"$error":"#N/A"},{"$error":"#N/A"},0,0,{"$error":"#N/A"},{"$error":"#N/A"},{"$error":"#N/A"},0,0]
[{"$f":"Klimadaten!M55","v":25},{"$f":"Klimadaten!P55","v":{"$error":"#N/A"}},{"$f":"Klimadaten!N55","v":{"$error":"#N/A"}},{"$f":"Klimadaten!O55","v":{"$error":"#N/A"}},{"$error":"#N/A"},0,{"$error":"#N/A"},0,{"$error":"#N/A"},{"$error":"#N/A"},0,{"$error":"#N/A"},0,{"$error":"#N/A"},{"$error":"#N/A"},{"$error":"#N/A"},{"$error":"#N/A"},{"$error":"#N/A"},{"$error":"#N/A"},{"$error":"#N/A"},{"$error":"#N/A"},{"$error":"#N/A"},{"$error":"#N/A"},{"$error":"#N/A"},{"$error":"#N/A"},{"$error":"#N/A"},{"$error":"#N/A"},0,0,{"$error":"#N/A"},{"$error":"#N/A"},{"$error":"#N/A"},0,0]
[{"$f":"Klimadaten!M56","v":26},{"$f":"Klimadaten!P56","v":{"$error":"#N/A"}},{"$f":"Klimadaten!N56","v":{"$error":"#N/A"}},{"$f":"Klimadaten!O56","v":{"$error":"#N/A"}},{"$error":"#N/A"},0,{"$error":"#N/A"},0,{"$error":"#N/A"},{"$error":"#N/A"},0,{"$error":"#N/A"},0,{"$error":"#N/A"},{"$error":"#N/A"},{"$error":"#N/A"},{"$error":"#N/A"},{"$error":"#N/A"},{"$error":"#N/A"},{"$error":"#N/A"},{"$error":"#N/A"},{"$error":"#N/A"},{"$error":"#N/A"},{"$error":"#N/A"},{"$error":"#N/A"},{"$error":"#N/A"},{"$error":"#N/A"},0,0,{"$error":"#N/A"},{"$error":"#N/A"},{"$error":"#N/A"},0,0]
[{"$f":"Klimadaten!M57","v":27},{"$f":"Klimadaten!P57","v":{"$error":"#N/A"}},{"$f":"Klimadaten!N57","v":{"$error":"#N/A"}},{"$f":"Klimadaten!O57","v":{"$error":"#N/A"}},{"$error":"#N/A"},0,{"$error":"#N/A"},0,{"$error":"#N/A"},{"$error":"#N/A"},0,{"$error":"#N/A"},0,{"$error":"#N/A"},{"$error":"#N/A"},{"$error":"#N/A"},{"$error":"#N/A"},{"$error":"#N/A"},{"$error":"#N/A"},{"$error":"#N/A"},{"$error":"#N/A"},{"$error":"#N/A"},{"$error":"#N/A"},{"$error":"#N/A"},{"$error":"#N/A"},{"$error":"#N/A"},{"$error":"#N/A"},0,0,{"$error":"#N/A"},{"$error":"#N/A"},{"$error":"#N/A"},0,0]
[{"$f":"Klimadaten!M58","v":28},{"$f":"Klimadaten!P58","v":{"$error":"#N/A"}},{"$f":"Klimadaten!N58","v":{"$error":"#N/A"}},{"$f":"Klimadaten!O58","v":{"$error":"#N/A"}},{"$error":"#N/A"},0,{"$error":"#N/A"},0,{"$error":"#N/A"},{"$error":"#N/A"},0,{"$error":"#N/A"},0,{"$error":"#N/A"},{"$error":"#N/A"},{"$error":"#N/A"},{"$error":"#N/A"},{"$error":"#N/A"},{"$error":"#N/A"},{"$error":"#N/A"},{"$error":"#N/A"},{"$error":"#N/A"},{"$error":"#N/A"},{"$error":"#N/A"},{"$error":"#N/A"},{"$error":"#N/A"},{"$error":"#N/A"},0,0,{"$error":"#N/A"},{"$error":"#N/A"},{"$error":"#N/A"},0,0]
[{"$f":"Klimadaten!M59","v":29},{"$f":"Klimadaten!P59","v":{"$error":"#N/A"}},{"$f":"Klimadaten!N59","v":{"$error":"#N/A"}},{"$f":"Klimadaten!O59","v":{"$error":"#N/A"}},{"$error":"#N/A"},0,{"$error":"#N/A"},0,{"$error":"#N/A"},{"$error":"#N/A"},0,{"$error":"#N/A"},0,{"$error":"#N/A"},{"$error":"#N/A"},{"$error":"#N/A"},{"$error":"#N/A"},{"$error":"#N/A"},{"$error":"#N/A"},{"$error":"#N/A"},{"$error":"#N/A"},{"$error":"#N/A"},{"$error":"#N/A"},{"$error":"#N/A"},{"$error":"#N/A"},{"$error":"#N/A"},{"$error":"#N/A"},0,0,{"$error":"#N/A"},{"$error":"#N/A"},{"$error":"#N/A"},0,0]
[{"$f":"Klimadaten!M60","v":30},{"$f":"Klimadaten!P60","v":{"$error":"#N/A"}},{"$f":"Klimadaten!N60","v":{"$error":"#N/A"}},{"$f":"Klimadaten!O60","v":{"$error":"#N/A"}},{"$error":"#N/A"},0,{"$error":"#N/A"},0,{"$error":"#N/A"},{"$error":"#N/A"},0,{"$error":"#N/A"},0,{"$error":"#N/A"},{"$error":"#N/A"},{"$error":"#N/A"},{"$error":"#N/A"},{"$error":"#N/A"},{"$error":"#N/A"},{"$error":"#N/A"},{"$error":"#N/A"},{"$error":"#N/A"},{"$error":"#N/A"},{"$error":"#N/A"},{"$error":"#N/A"},{"$error":"#N/A"},{"$error":"#N/A"},0,0,{"$error":"#N/A"},{"$error":"#N/A"},{"$error":"#N/A"},0,0]
[{"$f":"Klimadaten!M61","v":31},{"$f":"Klimadaten!P61","v":{"$error":"#N/A"}},{"$f":"Klimadaten!N61","v":{"$error":"#N/A"}},{"$f":"Klimadaten!O61","v":{"$error":"#N/A"}},{"$error":"#N/A"},0,{"$error":"#N/A"},0,{"$error":"#N/A"},{"$error":"#N/A"},0,{"$error":"#N/A"},0,{"$error":"#N/A"},{"$error":"#N/A"},{"$error":"#N/A"},{"$error":"#N/A"},{"$error":"#N/A"},{"$error":"#N/A"},{"$error":"#N/A"},{"$error":"#N/A"},{"$error":"#N/A"},{"$error":"#N/A"},{"$error":"#N/A"},{"$error":"#N/A"},{"$error":"#N/A"},{"$error":"#N/A"},0,0,{"$error":"#N/A"},{"$error":"#N/A"},{"$error":"#N/A"},0,0]
[{"$f":"Klimadaten!M62","v":32},{"$f":"Klimadaten!P62","v":{"$error":"#N/A"}},{"$f":"Klimadaten!N62","v":{"$error":"#N/A"}},{"$f":"Klimadaten!O62","v":{"$error":"#N/A"}},{"$error":"#N/A"},0,{"$error":"#N/A"},0,{"$error":"#N/A"},{"$error":"#N/A"},0,{"$error":"#N/A"},0,{"$error":"#N/A"},{"$error":"#N/A"},{"$error":"#N/A"},{"$error":"#N/A"},{"$error":"#N/A"},{"$error":"#N/A"},{"$error":"#N/A"},{"$error":"#N/A"},{"$error":"#N/A"},{"$error":"#N/A"},{"$error":"#N/A"},{"$error":"#N/A"},{"$error":"#N/A"},{"$error":"#N/A"},0,0,{"$error":"#N/A"},{"$error":"#N/A"},{"$error":"#N/A"},0,0]
[{"$f":"Klimadaten!M63","v":33},{"$f":"Klimadaten!P63","v":{"$error":"#N/A"}},{"$f":"Klimadaten!N63","v":{"$error":"#N/A"}},{"$f":"Klimadaten!O63","v":{"$error":"#N/A"}},{"$error":"#N/A"},0,{"$error":"#N/A"},0,{"$error":"#N/A"},{"$error":"#N/A"},0,{"$error":"#N/A"},0,{"$error":"#N/A"},{"$error":"#N/A"},{"$error":"#N/A"},{"$error":"#N/A"},{"$error":"#N/A"},{"$error":"#N/A"},{"$error":"#N/A"},{"$error":"#N/A"},{"$error":"#N/A"},{"$error":"#N/A"},{"$error":"#N/A"},{"$error":"#N/A"},{"$error":"#N/A"},{"$error":"#N/A"},0,0,{"$error":"#N/A"},{"$error":"#N/A"},{"$error":"#N/A"},0,0]
[{"$f":"Klimadaten!M64","v":34},{"$f":"Klimadaten!P64","v":{"$error":"#N/A"}},{"$f":"Klimadaten!N64","v":{"$error":"#N/A"}},{"$f":"Klimadaten!O64","v":{"$error":"#N/A"}},{"$error":"#N/A"},0,{"$error":"#N/A"},0,{"$error":"#N/A"},{"$error":"#N/A"},0,{"$error":"#N/A"},0,{"$error":"#N/A"},{"$error":"#N/A"},{"$error":"#N/A"},{"$error":"#N/A"},{"$error":"#N/A"},{"$error":"#N/A"},{"$error":"#N/A"},{"$error":"#N/A"},{"$error":"#N/A"},{"$error":"#N/A"},{"$error":"#N/A"},{"$error":"#N/A"},{"$error":"#N/A"},{"$error":"#N/A"},0,0,{"$error":"#N/A"},{"$error":"#N/A"},{"$error":"#N/A"},0,0]
[{"$f":"Klimadaten!M65","v":35},{"$f":"Klimadaten!P65","v":{"$error":"#N/A"}},{"$f":"Klimadaten!N65","v":{"$error":"#N/A"}},{"$f":"Klimadaten!O65","v":{"$error":"#N/A"}},{"$error":"#N/A"},0,{"$error":"#N/A"},0,{"$error":"#N/A"},{"$error":"#N/A"},0,{"$error":"#N/A"},0,{"$error":"#N/A"},{"$error":"#N/A"},{"$error":"#N/A"},{"$error":"#N/A"},{"$error":"#N/A"},{"$error":"#N/A"},{"$error":"#N/A"},{"$error":"#N/A"},{"$error":"#N/A"},{"$error":"#N/A"},{"$error":"#N/A"},{"$error":"#N/A"},{"$error":"#N/A"},{"$error":"#N/A"},0,0,{"$error":"#N/A"},{"$error":"#N/A"},{"$error":"#N/A"},0,0]
[null,null,null,null,null,null,null,null,null,null,null,null,null,null,null,null,null,{"$f":"SUM(R97:R157)","v":{"$error":"#N/A"}},{"$f":"SUM(S97:S157)","v":{"$error":"#N/A"}},null,null,null,{"$f":"SUM(W97:W157)","v":{"$error":"#N/A"}},{"$f":"SUM(X97:X157)","v":{"$error":"#N/A"}},null,null,{"$f":"SUM(AA97:AA157)","v":{"$error":"#N/A"}},null,null,null,null,{"$f":"SUM(AF97:AF157)","v":{"$error":"#N/A"}}]
[]
[null,null,"alt","optimiert"]
["spez. Kühlbedarf ","[W/m2]",{"$f":"IF(D4=\"n.a.\",D4,D5*1000/D4)","v":{"$error":"#DIV/0!"}},{"$f":"IF(E4=\"n.a.\",E4,E5*1000/E4)","v":{"$error":"#N/A"}}]
[]
[]
["Energieverbrauch ",null,"Bestehend",null,"Optimiert"]
[null,null,"Nutzenergie","Kosten","Nutzenergie","Kosten"]
[null,null,"[kWh]","[CHF/a]","[kWh]","[CHF/a]"]
["Nutzenergie",null,{"$f":"IFERROR(S158,0)","v":0},{"$f":"IFERROR(C167*L26/100,0)","v":0},{"$f":"IFERROR(X158,0)","v":0},{"$f":"IFERROR(E167*M26/100,0)","v":0}]
["Elektrizität Pumpen",null,{"$f":"IFERROR(AA158,0)","v":0},{"$f":"IFERROR(C168*L24/100,0)","v":0},{"$f":"IFERROR(AF158,0)","v":0},{"$f":"IFERROR(E168*M24/100,0)","v":0}]
["Daten für KE"]
["BZ","Bestehend","Optimiert"]
["N: Mo-Fr. von",{"$f":"MIN(C28:C31)","v":"00:00:00"},{"$f":"MIN(C39:C42)","v":"00:00:00"}]
["N: Mo-Fr. bis",{"$f":"MAX(D28:D31)","v":"23:59:00"},{"$f":"MAX(D39:D42)","v":"23:59:00"}]
["N: Sa von",{"$f":"MIN(E28:E31)","v":"00:00:00"},{"$f":"MIN(E39:E42)","v":"00:00:00"}]
["N: Sa bis",{"$f":"MAX(F28:F31)","v":"23:59:00"},{"$f":"MAX(F39:F42)","v":"23:59:00"}]
["N: So von",{"$f":"MIN(G28:G31)","v":"00:00:00"},{"$f":"MIN(G39:G42)","v":"00:00:00"}]
["N: So bis",{"$f":"MAX(H28:H31)","v":"23:59:00"},{"$f":"MAX(H39:H42)","v":"23:59:00"}]
["E: Mo-Fr. von",{"$f":"MIN(C32:C35)","v":"00:00:00"},{"$f":"MIN(C43:C46)","v":"00:00:00"}]
["E: Mo-Fr. bis",{"$f":"MAX(C32:C35)","v":"00:00:00"},{"$f":"MAX(C43:C46)","v":"00:00:00"}]
["E: Sa von",{"$f":"MIN(E32:E35)","v":"00:00:00"},{"$f":"MIN(E43:E46)","v":"00:00:00"}]
["E: Sa bis",{"$f":"MAX(F32:F35)","v":"00:00:00"},{"$f":"MAX(F43:F46)","v":"00:00:00"}]
["E: So von",{"$f":"MIN(G32:G35)","v":"00:00:00"},{"$f":"MIN(G43:G46)","v":"00:00:00"}]
["E: So bis",{"$f":"MAX(H32:H35)","v":"00:00:00"},{"$f":"MAX(H43:H46)","v":"00:00:00"}]
[null,"Leistung kW",null,"Energieverbrauch kWh",null,"Vorlauftemp. Normal",null,"Vorlauftemp. Erhöht"]
[null,"Bestehend","Optimiert","Bestehend","Optimiert","Bestehend","Optimiert","Bestehend","Optimiert"]
[-25,{"$f":"E97","v":0},{"$f":"J97","v":0},{"$f":"Z97","v":{"$error":"#N/A"}},{"$f":"AE97","v":{"$error":"#N/A"}},{"$f":"AB97","v":0},{"$f":"AG97","v":0},{"$f":"AC97","v":0},{"$f":"AH97","v":0}]
[-24,{"$f":"E98","v":0},{"$f":"J98","v":0},{"$f":"Z98","v":{"$error":"#N/A"}},{"$f":"AE98","v":{"$error":"#N/A"}},{"$f":"AB98","v":0},{"$f":"AG98","v":0},{"$f":"AC98","v":0},{"$f":"AH98","v":0}]
[-23,0,0,{"$error":"#N/A"},{"$error":"#N/A"},0,0,0,0]
[-22,0,0,{"$error":"#N/A"},{"$error":"#N/A"},0,0,0,0]
[-21,0,0,{"$error":"#N/A"},{"$error":"#N/A"},0,0,0,0]
[-20,0,0,{"$error":"#N/A"},{"$error":"#N/A"},0,0,0,0]
[-19,0,0,{"$error":"#N/A"},{"$error":"#N/A"},0,0,0,0]
[-18,0,0,{"$error":"#N/A"},{"$error":"#N/A"},0,0,0,0]
[-17,0,0,{"$error":"#N/A"},{"$error":"#N/A"},0,0,0,0]
[-16,0,0,{"$error":"#N/A"},{"$error":"#N/A"},0,0,0,0]
[-15,0,0,{"$error":"#N/A"},{"$error":"#N/A"},0,0,0,0]
[-14,0,0,{"$error":"#N/A"},{"$error":"#N/A"},0,0,0,0]
[-13,0,0,{"$error":"#N/A"},{"$error":"#N/A"},0,0,0,0]
[-12,0,0,{"$error":"#N/A"},{"$error":"#N/A"},0,0,0,0]
[-11,0,0,{"$error":"#N/A"},{"$error":"#N/A"},0,0,0,0]
[-10,0,0,{"$error":"#N/A"},{"$error":"#N/A"},0,0,0,0]
[-9,0,0,{"$error":"#N/A"},{"$error":"#N/A"},0,0,0,0]
[-8,0,0,{"$error":"#N/A"},{"$error":"#N/A"},0,0,0,0]
[-7,0,0,{"$error":"#N/A"},{"$error":"#N/A"},0,0,0,0]
[-6,0,0,{"$error":"#N/A"},{"$error":"#N/A"},0,0,0,0]
[-5,0,0,{"$error":"#N/A"},{"$error":"#N/A"},0,0,0,0]
[-4,0,0,{"$error":"#N/A"},{"$error":"#N/A"},0,0,0,0]
[-3,0,0,{"$error":"#N/A"},{"$error":"#N/A"},0,0,0,0]
[-2,0,0,{"$error":"#N/A"},{"$error":"#N/A"},0,0,0,0]
[-1,0,0,{"$error":"#N/A"},{"$error":"#N/A"},0,0,0,0]
[0,0,0,{"$error":"#N/A"},{"$error":"#N/A"},0,0,0,0]
[1,{"$error":"#N/A"},{"$error":"#N/A"},{"$error":"#N/A"},{"$error":"#N/A"},0,0,0,0]
[2,{"$error":"#N/A"},{"$error":"#N/A"},{"$error":"#N/A"},{"$error":"#N/A"},0,0,0,0]
[3,{"$error":"#N/A"},{"$error":"#N/A"},{"$error":"#N/A"},{"$error":"#N/A"},0,0,0,0]
[4,{"$error":"#N/A"},{"$error":"#N/A"},{"$error":"#N/A"},{"$error":"#N/A"},0,0,0,0]
[5,{"$error":"#N/A"},{"$error":"#N/A"},{"$error":"#N/A"},{"$error":"#N/A"},0,0,0,0]
[6,{"$error":"#N/A"},{"$error":"#N/A"},{"$error":"#N/A"},{"$error":"#N/A"},0,0,0,0]
[7,{"$error":"#N/A"},{"$error":"#N/A"},{"$error":"#N/A"},{"$error":"#N/A"},0,0,0,0]
[8,{"$error":"#N/A"},{"$error":"#N/A"},{"$error":"#N/A"},{"$error":"#N/A"},0,0,0,0]
[9,{"$error":"#N/A"},{"$error":"#N/A"},{"$error":"#N/A"},{"$error":"#N/A"},0,0,0,0]
[10,{"$error":"#N/A"},{"$error":"#N/A"},{"$error":"#N/A"},{"$error":"#N/A"},0,0,0,0]
[11,{"$error":"#N/A"},{"$error":"#N/A"},{"$error":"#N/A"},{"$error":"#N/A"},0,0,0,0]
[12,{"$error":"#N/A"},{"$error":"#N/A"},{"$error":"#N/A"},{"$error":"#N/A"},0,0,0,0]
[13,{"$error":"#N/A"},{"$error":"#N/A"},{"$error":"#N/A"},{"$error":"#N/A"},0,0,0,0]
[14,{"$error":"#N/A"},{"$error":"#N/A"},{"$error":"#N/A"},{"$error":"#N/A"},0,0,0,0]
[15,{"$error":"#N/A"},{"$error":"#N/A"},{"$error":"#N/A"},{"$error":"#N/A"},0,0,0,0]
[16,{"$error":"#N/A"},{"$error":"#N/A"},{"$error":"#N/A"},{"$error":"#N/A"},0,0,0,0]
[17,{"$error":"#N/A"},{"$error":"#N/A"},{"$error":"#N/A"},{"$error":"#N/A"},0,0,0,0]
[18,{"$error":"#N/A"},{"$error":"#N/A"},{"$error":"#N/A"},{"$error":"#N/A"},0,0,0,0]
[19,{"$error":"#N/A"},{"$error":"#N/A"},{"$error":"#N/A"},{"$error":"#N/A"},0,0,0,0]
[20,{"$error":"#N/A"},{"$error":"#N/A"},{"$error":"#N/A"},{"$error":"#N/A"},0,0,0,0]
[21,{"$error":"#N/A"},{"$error":"#N/A"},{"$error":"#N/A"},{"$error":"#N/A"},0,0,0,0]
[22,{"$error":"#N/A"},{"$error":"#N/A"},{"$error":"#N/A"},{"$error":"#N/A"},0,0,0,0]
[23,{"$error":"#N/A"},{"$error":"#N/A"},{"$error":"#N/A"},{"$error":"#N/A"},0,0,0,0]
[24,{"$error":"#N/A"},{"$error":"#N/A"},{"$error":"#N/A"},{"$error":"#N/A"},0,0,0,0]
[25,{"$error":"#N/A"},{"$error":"#N/A"},{"$error":"#N/A"},{"$error":"#N/A"},0,0,0,0]
[26,{"$error":"#N/A"},{"$error":"#N/A"},{"$error":"#N/A"},{"$error":"#N/A"},0,0,0,0]
[27,{"$error":"#N/A"},{"$error":"#N/A"},{"$error":"#N/A"},{"$error":"#N/A"},0,0,0,0]
[28,{"$error":"#N/A"},{"$error":"#N/A"},{"$error":"#N/A"},{"$error":"#N/A"},0,0,0,0]
[29,{"$error":"#N/A"},{"$error":"#N/A"},{"$error":"#N/A"},{"$error":"#N/A"},0,0,0,0]
[30,{"$error":"#N/A"},{"$error":"#N/A"},{"$error":"#N/A"},{"$error":"#N/A"},0,0,0,0]
[31,{"$error":"#N/A"},{"$error":"#N/A"},{"$error":"#N/A"},{"$error":"#N/A"},0,0,0,0]
[32,{"$error":"#N/A"},{"$error":"#N/A"},{"$error":"#N/A"},{"$error":"#N/A"},0,0,0,0]
[33,{"$error":"#N/A"},{"$error":"#N/A"},{"$error":"#N/A"},{"$error":"#N/A"},0,0,0,0]
[34,{"$error":"#N/A"},{"$error":"#N/A"},{"$error":"#N/A"},{"$error":"#N/A"},0,0,0,0]
[35,{"$error":"#N/A"},{"$error":"#N/A"},{"$error":"#N/A"},{"$error":"#N/A"},0,0,0,0]

{"sheet":"Berechnung LU","index":45,"n_rows":325,"n_cols":107,"rows_kept":325,"cut":false,"hidden":true,"merged":[[182,53,182,54],[182,55,182,56],[182,57,182,58],[182,59,182,60],[183,33,183,35],[183,36,183,38],[183,39,183,41],[183,42,183,44],[183,45,183,47],[183,49,183,52],[182,33,182,35],[182,36,182,38],[182,39,182,41],[182,42,182,44],[182,45,182,47],[182,49,182,52],[183,69,183,71],[183,72,183,74],[183,82,183,83],[183,84,183,85],[183,53,183,54],[183,55,183,56],[183,57,183,58],[183,59,183,60],[183,61,183,64],[183,65,183,68]]}
["Berechnung LU"]
[]
[]
[]
[]
[]
["Eingabe",null,null,null,null,null,null,null,null,null,null,null,"Grundlagen",null,null,null,null,null,"Beschriftung"]
["IST - Zustand",null,null,null,"IST-Zustand","SOLL - Zustand","L03",null,"Ist","Soll",null,null,null,"bis 1.1 kW","1.1-2.2 kW","2.2 - 11 kW","11 - 110 kW ","ab 110 kW","Quellluft"]
[null,"Luftwechsel","Klimatsierte Fläche",null,2,2,"nein","Status",{"$f":"IF(OR(E9=\"\",E9=0,E10=\"\",E10=0,E11=\"\",E11=0,E12=\"\",E12=0,E13=\"\",E13=0,E14=\"\",E14=0,E19=\"\",E16=\"\",E16=0,E19=0,E20=\"\",E20=0,E26=\"\",E26=0,E27=\"\",E27=0,E28=\"\",E28=0,E32=\"\",E32=0,E33=\"\",E33=0,E37=\"\",E37=0,E38=\"\",E38=0,E39=\"\",E39=0,E40=\"\",E40=0,E41=\"\",E41=0,E42=\"\",E42=0,E43=\"\",E43=0,E44=\"\",E44=0,E45=\"\",E45=0,E46=\"\",E46=0,E47=\"\",E47=0,E48=\"\",E48=0,E49=\"\",E49=0),IF(OR(E9>0,E10>0,E11>0,E12>0,E13>0,E14>0,E15>0,E16>0,E19>0,E20>0,E26>0,E27>0,E28>0,E32>0,E33>0,E37>0,E38<0,E39>0,E40>0,E41>0,E42>0,E43>0,E44>0,E45>0,E46>0,E47>0,E48>0,E49>0),1,0),2)","v":{"$error":"#N/A"}},{"$f":"IF(OR(F9=\"\",F9=0,F10=\"\",F10=0,F11=\"\",F11=0,F12=\"\",F12=0,F13=\"\",F13=0,F14=\"\",F14=0,F19=\"\",F16=\"\",F16=0,F19=0,F20=\"\",F20=0,F26=\"\",F26=0,F27=\"\",F27=0,F28=\"\",F28=0,F32=\"\",F32=0,F33=\"\",F33=0,F37=\"\",F37=0,F38=\"\",F38=0,F39=\"\",F39=0,F40=\"\",F40=0,F41=\"\",F41=0,F42=\"\",F42=0,F43=\"\",F43=0,F44=\"\",F44=0,F45=\"\",F45=0,F46=\"\",F46=0,F47=\"\",F47=0,F48=\"\",F48=0,F49=\"\",F49=0),IF(OR(F9>0,F10>0,F11>0,F12>0,F13>0,F14>0,F15>0,F16>0,F19>0,F20>0,F26>0,F27>0,F28>0,F32>0,F33>0,F37>0,F38<0,F39>0,F40>0,F41>0,F42>0,F43>0,F44>0,F45>0,F46>0,F47>0,F48>0,F49>0),1,0),2)","v":{"$error":"#N/A"}},null,null,"IE5",{"$f":"N10+0.02","v":0.89200000000000002},{"$f":"O10+0.02","v":0.91500000000000004},0.95300000000000007,0.98299999999999998,{"$f":"R10+0.02","v":0.98699999999999999},"Mischluft"]
[null,null,"Durchschnittliche Raumhöhe",null,3,3,"ja","Luftwechsel",{"$f":"MAX(E16:E18,E21:E23)/(E9*E10)","v":0},{"$f":"MAX(F16:F18,F21:F23)/(F9*F10)","v":0},null,null,"IE4 (> 2016)",0.872,0.89500000000000002,0.93300000000000005,0.96299999999999997,0.96699999999999997]
[null,"Art der Lufteinbringung",null,null,"Mischluft","Mischluft",null,"Luftwechsel",{"$f":"MAX(E16:E18)/E9","v":0},{"$f":"MAX(F16:F18)/F9","v":0},null,null,"IE3 (< 2016)",0.85,0.87,0.9,0.94,0.96,"Enthalpie"]
[null,"Luftfilterklasse","Vorfilter",null,"0 keinen","0 keinen","nein","Stufe 1: ZUL-Ventilatorleistung",{"$f":"IF(E16<MAX(E17:E18),IF(ISERROR(E14*(E16^2.5)/(E17^2.5)),0,E14*(E16^2.5)/(MAX(E16:E18)^2.5)),E14)","v":0},{"$f":"IF(F16<MAX(F17:F18),IF(ISERROR(F14*(F16^2.5)/(F17^2.5)),0,F14*(F16^2.5)/(MAX(F16:F18)^2.5)),F14)","v":0},null,null,"IE2 (< 2012)",0.82,0.84,0.88,0.93,0.95,"Temperatur"]
[null,null,"Nachfilter",null,"0 keinen","0 keinen","ja","Stufe 2: ZUL-Ventilatorleistung",{"$f":"IF(E17<MAX(E16,E18),IF(ISERROR(E14*(E17^2.5)/(E18^2.5)),0,E14*(E17^2.5)/(MAX(E16:E18)^2.5)),E14)","v":0},{"$f":"IF(F17<MAX(F16,F18),IF(ISERROR(F14*(F17^2.5)/(F18^2.5)),0,F14*(F17^2.5)/(MAX(F16:F18)^2.5)),F14)","v":0},null,null,"IE1 (< 2008)",0.73,0.78,0.84,0.91,0.94]
["ZUL-Ventilator","Leistung des ZUL-Ventilators auf Stufe 1",null,null,0,0,null,"Stufe 3: ZUL-Ventilatorleistung",{"$f":"IF(E18<MAX(E16:E17),IF(ISERROR(E14*(E18^2.5)/(E18^2.5)),0,E14*(E18^2.5)/(MAX(E16:E18)^2.5)),E14)","v":0},{"$f":"IF(F18<MAX(F16:F17),IF(ISERROR(F14*(F18^2.5)/(F18^2.5)),0,F14*(F18^2.5)/(MAX(F16:F18)^2.5)),F14)","v":0},null,null,"Eff3 (<1999)",0.69,0.74,0.81,0.9,0.93,{"$f":"Begriffe!B458","v":"keine"}]
[null,"Motor: Energieeffizienzklasse / SFP-Wert ",null,null,"IE3 (< 2016)","IE3 (< 2016)",null,"Stufe 1: ABL-Ventilatorleistung",{"$f":"IF(E21<MAX(E22:E23),IF(ISERROR(E19*(E21^2.5)/(E22^2.5)),0,E19*(E21^2.5)/(MAX(E21:E23)^2.5)),E19)","v":0},{"$f":"IF(F21<MAX(F22:F23),IF(ISERROR(F19*(F21^2.5)/(F22^2.5)),0,F19*(F21^2.5)/(MAX(F21:F23)^2.5)),F19)","v":0},null,null,"Konstanten",null,null,null,null,null,{"$f":"Begriffe!B456","v":"Adiabatisch Bef."}]
[null,"Stufe 1: Volumenstrom /Ventilatorleistung",null,null,0,0,null,"Stufe 2: ABL-Ventilatorleistung",{"$f":"IF(E22<MAX(E21,E23),IF(ISERROR(E19*(E22^2.5)/(E23^2.5)),0,E19*(E22^2.5)/(MAX(E21:E23)^2.5)),E19)","v":0},{"$f":"IF(F22<MAX(F21,F23),IF(ISERROR(F19*(F22^2.5)/(F23^2.5)),0,F19*(F22^2.5)/(MAX(F21:F23)^2.5)),F19)","v":0},null,null,"Bei Quellluft",2,"K","Abluft wärmer als Raumluft",null,null,{"$f":"Begriffe!B457","v":"Dampfbef."}]
[null,"Stufe 2: Volumenstrom /Ventilatorleistung",null,null,0,0,null,"Stufe 3: ABL-Ventilatorleistung",{"$f":"IF(E23<MAX(E21:E22),IF(ISERROR(E19*(E23^2.5)/(E23^2.5)),0,E19*(E23^2.5)/(MAX(E21:E23)^2.5)),E19)","v":0},{"$f":"IF(F23<MAX(F21:F22),IF(ISERROR(F19*(F23^2.5)/(F23^2.5)),0,F19*(F23^2.5)/(MAX(F21:F23)^2.5)),F19)","v":0},null,null,"Luftdruck",{"$f":"Klimadaten!F44","v":0},"mbar"]
[null,"Stufe 3: Volumenstrom /Ventilatorleistung",null,null,0,0,null,"Feuchtelast",{"$f":"IF(E50=0,0,(E50*1000)/(3600*(K65/3600)*N21))","v":0},{"$f":"IF(F50=0,0,(F50*1000)/(3600*(K80/3600)*N21))","v":0},null,null,"Wärmekapazität Luft",1.006,"kJ/kgK","cpl",null,null,{"$f":"Begriffe!B76","v":"nein"}]
["ABL-Ventilator","Leistung des ABL-Ventilators auf Stufe 1",null,null,0,0,null,"Muss Leer sein",null,null,null,null,"Wärmekapazität Wasserdampf",1.86,"kJ/kgK","cpw",null,null,{"$f":"Begriffe!B77","v":"ja"}]
[null,"Motor: Energieeffizienzklasse / SFP-Wert ",null,null,"IE3 (< 2016)","IE3 (< 2016)",null,null,null,null,null,null,"Wärmekapazität Wasser",4.1900000000000004,"kJ/kgK","cw"]
[null,"Stufe 1: Volumenstrom /Ventilatorleistung",null,null,0,0,null,null,null,null,null,null,"Dichte Luft",1.1499999999999999,"kg/m3","r",null,null,{"$f":"Begriffe!B407","v":"vorhanden"}]
[null,"Stufe 2: Volumenstrom /Ventilatorleistung",null,null,0,0,null,null,null,null,null,null,"Verdampfungswärme",2501.6,"kJ/kg","r0","bei 0°C",null,{"$f":"Begriffe!B408","v":"nicht vorhanden"}]
[null,"Stufe 3: Volumenstrom /Ventilatorleistung",null,null,0,0,null,"spez. Energiepreise","Bestehend","Optimiert",null,null,"Verdampfungswärme",2256,"kJ/kg","r100","bei 100°C"]
["Saisonaler Volumenstrom","Sommerbetrieb ab einer Aussentemperatur von",null,null,0,0,null,{"$f":"Grundlagendaten!L65","v":"Elektrizität"},{"$f":"VLOOKUP(H24,Startblatt!$B$21:$E$26,4,FALSE)","v":{"$error":"#N/A"}},{"$f":"VLOOKUP(H24,Startblatt!$B$21:$E$26,4,FALSE)","v":{"$error":"#N/A"}},"Rp. / kWh"]
[null,"Volumenstromerhöhung (dV)",null,null,0,0,null,"Wärme",{"$f":"'Berechnung WE'!$C$849*100","v":{"$error":"#DIV/0!"}},{"$f":"'Berechnung WE'!$D$849*100","v":{"$error":"#DIV/0!"}},"Rp. / kWh",null,"Filterklassen","Soll","ist"]
["WRG/KRG","Wärmerückgewinnung","Thermisch",null,0,0,null,"Kälte",{"$f":"KE!$Z$62","v":{"$error":"#N/A"}},{"$f":"KE!$AA$62","v":{"$error":"#N/A"}},"Rp. / kWh",null,"0 keinen",0,0,"in Pa"]
[null,"Feuchterückgewinnung","Feuchte",null,0,0,null,{"$f":"Grundlagendaten!L67","v":"Wasser"},{"$f":"VLOOKUP(H27,Startblatt!$B$21:$E$26,4,FALSE)*100","v":185},{"$f":"VLOOKUP(H27,Startblatt!$B$21:$E$26,4,FALSE)*100","v":185},"Rp. / m3",null,"F5",95,95]
[null,"Bypass für Regulierung KRG/WRG",null,null,"ja","ja",null,null,null,null,null,null,"F6",105,105]
[null,"Kälterückgewinnung",null,null,"ja","ja",null,null,null,null,null,null,"F7",125,125]
[null,"Vereisungsschutz ",null,null,0,0,null,null,{"$f":"Begriffe!B447","v":"elektrisch (ein/aus)"},null,null,null,"F8",150,150]
[null,"Grenztemp. Vereisungsschutz.",null,null,0,0,null,null,{"$f":"Begriffe!B448","v":"elektrisch (variabel)"},null,null,null,"F9",160,160]
["Umluft","Frischluftanteil (für Umluftregulierung, f(Zulufttemperatur))","Minimal",null,1,1,null,null,{"$f":"Begriffe!B449","v":"Volumenstrom reduzieren"},null,null,null,"G1",30,30]
[null,null,"Maximal ",null,1,1,null,null,{"$f":"Begriffe!B450","v":"Bypass (ein/aus)"},null,null,null,"G2",45,45]
[null,"Umluftregulierung anhand von","Temperatur",null,"Temperatur","Temperatur",null,null,{"$f":"Begriffe!B451","v":"Bypass (variabel)"},null,null,null,"G3",60,60]
["Frischluftquelle","Vorkonditionierte Luft von LXX, Aussenluft",null,null,"Aussenluft","Aussenluft",null,null,null,null,null,null,"G4",75,75]
[null,"Art der Vorkonditionierten Luft",null,null,"Aussenluft","Aussenluft",null,"Reglungsart des Volumenstroms",null,null,null,null,"H10",180,180,null,"PSFP","W/(m3/h)"]
["Heizregister","Register ist installiert",null,null,"ja","ja",null,null,{"$f":"Grundlagendaten!D12","v":"Einstufig, zeitgesteuert"},{"$f":"Grundlagendaten!E12","v":1},null,null,"H11",198,198,null,"SFP1+ ","< 0.083"]
[null,"Leistungsberechnung bei  °C",null,null,{"$error":"#N/A"},{"$error":"#N/A"},null,null,{"$f":"Grundlagendaten!D13","v":"Zweistufig, zeitgesteuert"},{"$f":"Grundlagendaten!E13","v":1},null,null,"H12",215,215,null,"SFP1"," 0.083 – 0.14"]
[null,"Installierte Leistung ",null,null,null,null,null,null,{"$f":"Grundlagendaten!D14","v":"Dreistufig, zeitgesteuert"},{"$f":"Grundlagendaten!E14","v":1},null,null,"H13",233,233,null,"SFP2"," 0.14 – 0.20"]
["Kälteregister","Kühlung installiert",null,null,"ja","ja",null,null,{"$f":"Grundlagendaten!D15","v":"VAV (Temperaturregler)"},{"$f":"Grundlagendaten!E15","v":0.75},null,null,"H14",250,250,null,"SFP3"," 0.20 – 0.35"]
[null,"Leistungsberechnung bei  °C",null,null,30,30,null,null,{"$f":"Grundlagendaten!D16","v":"VAV (CO2-/Temp.Zonenregler)"},{"$f":"Grundlagendaten!E16","v":0.7},null,null,"U15",268,268,null,"SFP4"," 0.35 – 0.56"]
[null,"Installierte Leistung ",null,null,null,null,null,null,{"$f":"Grundlagendaten!D17","v":"VAV (CO2-/Temp.Einzelraumregler)"},{"$f":"Grundlagendaten!E17","v":0.65},null,null,"U16",285,285,null,"SFP5"," >0.56"]
[null,"LK-Register Wassertemperaturen","VL ",null,6,6,null,null,{"$f":"Grundlagendaten!D18","v":"VAV (CO2-Zonenregler)"},{"$f":"Grundlagendaten!E18","v":0.6}]
[null,null,"RL ",null,12,12,null,null,{"$f":"Grundlagendaten!D19","v":"VAV (CO2-Einzelraumregler)"},{"$f":"Grundlagendaten!E19","v":0.55000000000000004}]
["Entfeuchtung","Entfeuchtung installiert",null,null,"nein","nein",null,null,{"$f":"Grundlagendaten!D20","v":"Benutzerdefiniert"},{"$f":"Grundlagendaten!E20","v":1}]
[null,"Max. zulässige rel. Raumfeuchtigkeit / berechnete Zuluftfeuchtigkeit Sommer",null,null,0.99,0.99]
["Befeuchtung","Art der Befeuchtung",null,null,"keine","keine"]
[null,"Min. zulässige rel. Raumfeuchtigkeit / berechnete Zuluftfeuchtigkeit Winter",null,null,0.01,0.01]
[null,"Kaltwassertemperatur",null,null,10,10]
["Raumlast","Feuchtigkeitslast im Raum",null,null,0,0]
["Nutzungszone"]
[null,"Reglungsart des Volumenstroms",null,null,"Benutzerdefiniert","Benutzerdefiniert"]
[null,"Raumnutzung",null,null,0,0]
["Betriebszeiten:","Tag 1. bis 5.",null,"Tag 6.",null,"Tag 7.",null,"Betriebszeiten"]
["IST - Zustand","von","bis","von","bis","von","bis","IST","Mo - Fr","Sa","So","Mo - So"]
["Stufe 1","00:00:00","00:00:00","00:00:00","00:00:00","00:00:00","00:00:00","Stufe 1, FU",{"$f":"5*MIN(24,HOUR(C56-B56)+MINUTE(C56-B56)/60+HOUR(C57-B57)+MINUTE(C57-B57)/60+HOUR(C58-B58)+MINUTE(C58-B58)/60+HOUR(C59-B59)+MINUTE(C59-B59)/60)","v":0},{"$f":"MIN(24,HOUR(E56-D56)+MINUTE(E56-D56)/60+HOUR(E57-D57)+MINUTE(E57-D57)/60+HOUR(E58-D58)+MINUTE(E58-D58)/60+HOUR(E59-D59)+MINUTE(E59-D59)/60)","v":0},{"$f":"MIN(24,HOUR(G56-F56)+MINUTE(G56-F56)/60+HOUR(G57-F57)+MINUTE(G57-F57)/60+HOUR(G58-F58)+MINUTE(G58-F58)/60+HOUR(G59-F59)+MINUTE(G59-F59)/60)","v":0},{"$f":"SUM(I56:K56)*VLOOKUP($E$52,$I$37:$J$45,2,FALSE)","v":0},{"$f":"L56/L$59","v":{"$error":"#DIV/0!"}}]
[null,"00:00:00","00:00:00","00:00:00","00:00:00","00:00:00","00:00:00","Stufe 2",{"$f":"5*MIN(24,HOUR(C60-B60)+MINUTE(C60-B60)/60+HOUR(C61-B61)+MINUTE(C61-B61)/60+HOUR(C62-B62)+MINUTE(C62-B62)/60+HOUR(C63-B63)+MINUTE(C63-B63)/60)","v":0},{"$f":"MIN(24,HOUR(E60-D60)+MINUTE(E60-D60)/60+HOUR(E61-D61)+MINUTE(E61-D61)/60+HOUR(E62-D62)+MINUTE(E62-D62)/60+HOUR(E63-D63)+MINUTE(E63-D63)/60)","v":0},{"$f":"MIN(24,HOUR(G60-F60)+MINUTE(G60-F60)/60+HOUR(G61-F61)+MINUTE(G61-F61)/60+HOUR(G62-F62)+MINUTE(G62-F62)/60+HOUR(G63-F63)+MINUTE(G63-F63)/60)","v":0},{"$f":"SUM(I57:K57)*VLOOKUP($E$52,$I$37:$J$45,2,FALSE)","v":0},{"$f":"L57/L$59","v":{"$error":"#DIV/0!"}}]
[null,null,null,null,null,null,null,"Stufe 3",{"$f":"5*MIN(24,HOUR(C64-B64)+MINUTE(C64-B64)/60+HOUR(C65-B65)+MINUTE(C65-B65)/60+HOUR(C66-B66)+MINUTE(C66-B66)/60+HOUR(C67-B67)+MINUTE(C67-B67)/60)","v":0},{"$f":"MIN(24,HOUR(E64-D64)+MINUTE(E64-D64)/60+HOUR(E65-D65)+MINUTE(E65-D65)/60+HOUR(E66-D66)+MINUTE(E66-D66)/60+HOUR(E67-D67)+MINUTE(E67-D67)/60)","v":0},{"$f":"MIN(24,HOUR(G64-F64)+MINUTE(G64-F64)/60+HOUR(G65-F65)+MINUTE(G65-F65)/60+HOUR(G66-F66)+MINUTE(G66-F66)/60+HOUR(G67-F67)+MINUTE(G67-F67)/60)","v":0},{"$f":"SUM(I58:K58)*VLOOKUP($E$52,$I$37:$J$45,2,FALSE)","v":0},{"$f":"L58/L$59","v":{"$error":"#DIV/0!"}}]
[null,null,null,null,null,null,null,"Total",{"$f":"SUM(I56:I58)","v":0},{"$f":"SUM(J56:J58)","v":0},{"$f":"SUM(K56:K58)","v":0},{"$f":"SUM(L56:L58)","v":0},{"$f":"L59/L$59","v":{"$error":"#DIV/0!"}},"Sommerbetrieb"]
["Stufe 2","00:00:00","00:00:00","00:00:00","00:00:00","00:00:00","00:00:00","IST",null,"Volumenstrom",null,null,null,"IST"]
[null,"00:00:00","00:00:00","00:00:00","00:00:00","00:00:00","00:00:00",null,null,"m3/h","Durchschn. m3/h","kW","Durchschn.  kW ",null,"m3/h","Durchschn. m3/h","kW","Durchschn.  kW "]
[null,null,null,null,null,null,null,"Stufe 1",null,{"$f":"E16","v":0},{"$f":"J62*M56","v":{"$error":"#DIV/0!"}},{"$f":"(I12/C106+I15/E106)","v":0},{"$f":"L62*M56","v":{"$error":"#DIV/0!"}},"Stufe 1 ",{"$f":"E16+$E$25","v":0},{"$f":"M56*O62","v":{"$error":"#DIV/0!"}},{"$f":"IF(P62=0,0,(I12*(E25+E16)^2.5/E16^2.5)/C106+(I15*(E25+E21)^2.5/E21^2.5)/E106)","v":{"$error":"#DIV/0!"}},{"$f":"Q62*M56","v":{"$error":"#DIV/0!"}}]
[null,null,null,null,null,null,null,"Stufe 2",null,{"$f":"E17","v":0},{"$f":"J63*M57","v":{"$error":"#DIV/0!"}},{"$f":"(I13/C106+I16/E106)","v":0},{"$f":"L63*M57","v":{"$error":"#DIV/0!"}},"Stufe 2",{"$f":"E17+$E$25","v":0},{"$f":"M57*O63","v":{"$error":"#DIV/0!"}},{"$f":"IF(P63=0,0,(I13*(E25+E17)^2.5/E17^2.5)/C106+(I16*(E25+E22)^2.5/E22^2.5)/E106)","v":{"$error":"#DIV/0!"}},{"$f":"Q63*M57","v":{"$error":"#DIV/0!"}}]
["Stufe 3","00:00:00","00:00:00","00:00:00","00:00:00","00:00:00","00:00:00","Stufe 3",null,{"$f":"E18","v":0},{"$f":"J64*M58","v":{"$error":"#DIV/0!"}},{"$f":"(I14/C106+I17/E106)","v":0},{"$f":"L64*M58","v":{"$error":"#DIV/0!"}},"Stufe 3",{"$f":"E18+$E$25","v":0},{"$f":"M58*O64","v":{"$error":"#DIV/0!"}},{"$f":"IF(P64=0,0,(I14*(E25+E18)^2.5/E18^2.5)/C106+(I17*(E25+E23)^2.5/E23^2.5)/E106)","v":{"$error":"#DIV/0!"}},{"$f":"Q64*M58","v":{"$error":"#DIV/0!"}}]
[null,"00:00:00","00:00:00","00:00:00","00:00:00","00:00:00","00:00:00","Durchschnittlicher Volumenstrom (ZUL)",null,null,{"$f":"SUM(K62:K64)","v":{"$error":"#DIV/0!"}},null,{"$f":"SUM(M62:M64)","v":{"$error":"#DIV/0!"}},"Durchschnittlicher Volumenstrom (ZUL)",null,{"$f":"SUM(P62:P64)","v":{"$error":"#DIV/0!"}},null,{"$f":"SUM(R62:R64)","v":{"$error":"#DIV/0!"}}]
[]
[]
["Plausibilitätstest","Status",1,"Status",1,"Status",1]
["Betriebszeiten:","Tag 1. bis 5.",null,"Tag 6.",null,"Tag 7.",null,"Betriebszeiten"]
["SOLL-Zustand","von","bis","von","bis","von","bis","SOLL","Mo - Fr","Sa","So","Mo - So"]
["Stufe 1","00:00:00","00:00:00","00:00:00","00:00:00","00:00:00","00:00:00","Stufe 1, FU",{"$f":"5*MIN(24,HOUR(C71-B71)+MINUTE(C71-B71)/60+HOUR(C72-B72)+MINUTE(C72-B72)/60+HOUR(C73-B73)+MINUTE(C73-B73)/60+HOUR(C74-B74)+MINUTE(C74-B74)/60)","v":0},{"$f":"MIN(24,HOUR(E71-D71)+MINUTE(E71-D71)/60+HOUR(E72-D72)+MINUTE(E72-D72)/60+HOUR(E73-D73)+MINUTE(E73-D73)/60+HOUR(E74-D74)+MINUTE(E74-D74)/60)","v":0},{"$f":"MIN(24,HOUR(G71-F71)+MINUTE(G71-F71)/60+HOUR(G72-F72)+MINUTE(G72-F72)/60+HOUR(G73-F73)+MINUTE(G73-F73)/60+HOUR(G74-F74)+MINUTE(G74-F74)/60)","v":0},{"$f":"SUM(I71:K71)*VLOOKUP($F$52,$I$37:$J$45,2,FALSE)","v":0},{"$f":"L71/L$74","v":{"$error":"#DIV/0!"}}]
[null,"00:00:00","00:00:00","00:00:00","00:00:00","00:00:00","00:00:00","Stufe 2",{"$f":"5*MIN(24,HOUR(C75-B75)+MINUTE(C75-B75)/60+HOUR(C76-B76)+MINUTE(C76-B76)/60+HOUR(C77-B77)+MINUTE(C77-B77)/60+HOUR(C78-B78)+MINUTE(C78-B78)/60)","v":0},{"$f":"MIN(24,HOUR(E75-D75)+MINUTE(E75-D75)/60+HOUR(E76-D76)+MINUTE(E76-D76)/60+HOUR(E77-D77)+MINUTE(E77-D77)/60+HOUR(E78-D78)+MINUTE(E78-D78)/60)","v":0},{"$f":"MIN(24,HOUR(G75-F75)+MINUTE(G75-F75)/60+HOUR(G76-F76)+MINUTE(G76-F76)/60+HOUR(G77-F77)+MINUTE(G77-F77)/60+HOUR(G78-F78)+MINUTE(G78-F78)/60)","v":0},{"$f":"SUM(I72:K72)*VLOOKUP($F$52,$I$37:$J$45,2,FALSE)","v":0},{"$f":"L72/L$74","v":{"$error":"#DIV/0!"}}]
[null,null,null,null,null,null,null,"Stufe 3",{"$f":"5*MIN(24,HOUR(C79-B79)+MINUTE(C79-B79)/60+HOUR(C80-B80)+MINUTE(C80-B80)/60+HOUR(C81-B81)+MINUTE(C81-B81)/60+HOUR(C82-B82)+MINUTE(C82-B82)/60)","v":0},{"$f":"MIN(24,HOUR(E79-D79)+MINUTE(E79-D79)/60+HOUR(E80-D80)+MINUTE(E80-D80)/60+HOUR(E81-D81)+MINUTE(E81-D81)/60+HOUR(E82-D82)+MINUTE(E82-D82)/60)","v":0},{"$f":"MIN(24,HOUR(G79-F79)+MINUTE(G79-F79)/60+HOUR(G80-F80)+MINUTE(G80-F80)/60+HOUR(G81-F81)+MINUTE(G81-F81)/60+HOUR(G82-F82)+MINUTE(G82-F82)/60)","v":0},{"$f":"SUM(I73:K73)*VLOOKUP($F$52,$I$37:$J$45,2,FALSE)","v":0},{"$f":"L73/L$74","v":{"$error":"#DIV/0!"}}]
[null,null,null,null,null,null,null,"Total",{"$f":"SUM(I71:I73)","v":0},{"$f":"SUM(J71:J73)","v":0},{"$f":"SUM(K71:K73)","v":0},{"$f":"SUM(L71:L73)","v":0},{"$f":"L74/L$74","v":{"$error":"#DIV/0!"}},"Sommerbetrieb"]
["Stufe 2","00:00:00","00:00:00","00:00:00","00:00:00","00:00:00","00:00:00","SOLL",null,"Volumenstrom",null,null,null,"SOLL"]
[null,"00:00:00","00:00:00","00:00:00","00:00:00","00:00:00","00:00:00",null,null,"m3/h","Durchschn. m3/h","kW","Durchschn.  kW ",null,"m3/h","Durchschn. m3/h","kW","Durchschn.  kW "]
[null,null,null,null,null,null,null,"Stufe 1",null,{"$f":"F16","v":0},{"$f":"J77*M71","v":{"$error":"#DIV/0!"}},{"$f":"(J12/H$106+J15/J$106)","v":0},{"$f":"L77*M71","v":{"$error":"#DIV/0!"}},"Stufe 1 ",{"$f":"F16+$F$25","v":0},{"$f":"M71*O77","v":{"$error":"#DIV/0!"}},{"$f":"IF(P77=0,0,(J12*(F25+F16)^2.5/F16^2.5)/C106+(J15*(F25+F21)^2.5/F21^2.5)/E106)","v":{"$error":"#DIV/0!"}},{"$f":"Q77*M71","v":{"$error":"#DIV/0!"}}]
[null,null,null,null,null,null,null,"Stufe 2",null,{"$f":"F17","v":0},{"$f":"J78*M72","v":{"$error":"#DIV/0!"}},{"$f":"(J13/H$106+J16/J$106)","v":0},{"$f":"L78*M72","v":{"$error":"#DIV/0!"}},"Stufe 2",{"$f":"F17+$F$25","v":0},{"$f":"M72*O78","v":{"$error":"#DIV/0!"}},{"$f":"IF(P78=0,0,(J13*(F25+F17)^2.5/F17^2.5)/C106+(J16*(F25+F22)^2.5/F22^2.5)/E106)","v":{"$error":"#DIV/0!"}},{"$f":"Q78*M72","v":{"$error":"#DIV/0!"}}]
["Stufe 3","00:00:00","00:00:00","00:00:00","00:00:00","00:00:00","00:00:00","Stufe 3",null,{"$f":"F18","v":0},{"$f":"J79*M73","v":{"$error":"#DIV/0!"}},{"$f":"(J14/H$106+J17/J$106)","v":0},{"$f":"L79*M73","v":{"$error":"#DIV/0!"}},"Stufe 3",{"$f":"F18+$F$25","v":0},{"$f":"M73*O79","v":{"$error":"#DIV/0!"}},{"$f":"IF(P79=0,0,(J14*(F25+F18)^2.5/F18^2.5)/C106+(J17*(F25+F23)^2.5/F23^2.5)/E106)","v":{"$error":"#DIV/0!"}},{"$f":"Q79*M73","v":{"$error":"#DIV/0!"}}]
[null,"00:00:00","00:00:00","00:00:00","00:00:00","00:00:00","00:00:00","Durchschnittlicher Volumenstrom (ZUL)",null,null,{"$f":"SUM(K77:K79)","v":{"$error":"#DIV/0!"}},null,{"$f":"SUM(M77:M79)-B112","v":{"$error":"#DIV/0!"}},"Durchschnittlicher Volumenstrom (ZUL)",null,{"$f":"SUM(P77:P79)","v":{"$error":"#DIV/0!"}},null,{"$f":"SUM(R77:R79)","v":{"$error":"#DIV/0!"}}]
[]
[]
["Plausibilitätstest","Status",1,"Status",1,"Status",1]
["Temperaturkurve","Aussenluft","Zuluft","Raumkonditionen",null,null,null,"Temperaturkurve Steigung"]
["IST - Zustand","tA ","tZUL","tRaum "]
[null,-15,22,24,-15,22,24,"A-B",{"$f":"IFERROR((C87-C86)/(B87-B86),0)","v":0},{"$f":"IFERROR((D87-D86)/(B87-B86),0)","v":0}]
[null,22,22,24,22,22,24,"B-C",{"$f":"IFERROR((C88-C87)/(B88-B87),0)","v":0},{"$f":"IFERROR((D88-D87)/(B88-B87),0)","v":1}]
[null,24,22,26,24,22,26,"C-D",{"$f":"IFERROR((C89-C88)/(B89-B88),0)","v":0},{"$f":"IFERROR((D89-D88)/(B89-B88),0)","v":0}]
[null,30,22,26,30,22,26]
["Temperaturkurve","Aussenluft","Zuluft","Raumkonditionen",null,null,null,"Temperaturkurve Steigung"]
["SOLL-Zustand","tA ","tZUL","tRaum "]
[null,-15,22,24,null,null,null,"A-B",{"$f":"IFERROR((C93-C92)/(B93-B92),0)","v":0},{"$f":"IFERROR((D93-D92)/(B93-B92),0)","v":0}]
[null,22,22,24,null,null,null,"B-C",{"$f":"IFERROR((C94-C93)/(B94-B93),0)","v":0},{"$f":"IFERROR((D94-D93)/(B94-B93),0)","v":1}]
[null,24,22,26,null,null,null,"C-D",{"$f":"IFERROR((C95-C94)/(B95-B94),0)","v":0},{"$f":"IFERROR((D95-D94)/(B95-B94),0)","v":0}]
[null,30,22,26]
[]
[]
["Ventilatorleistung anhand Effizienzklasse"]
["IST",null,"ZUL",null,"ABL","SOLL",null,"ZUL",null,"ABL"]
[{"$f":"M9","v":"IE5"},{"$f":"IF(E$14<1.1,N9,IF(E$14<2.2,O9,IF(E$14<11,P9,IF(E$14<110,Q9,R9))))","v":0.89200000000000002},{"$f":"IF(E$15=A100,B100,0)","v":0},{"$f":"IF(E$19<1.1,$N9,IF(E$19<2.2,$O9,IF(E$19<11,P9,IF(E$19<110,$Q9,$R9))))","v":0.89200000000000002},{"$f":"IF(E$20=A100,D100,0)","v":0},"IE5",{"$f":"IF(F$14<1.1,N9,IF(F$14<2.2,O9,IF(F$14<11,P9,IF(F$14<110,Q9,R9))))","v":0.89200000000000002},{"$f":"IF(F$15=F100,G100,0)","v":0},{"$f":"IF(F$19<1.1,$N9,IF(F$19<2.2,$O9,IF(F$19<11,$P9,IF(F$19<110,$Q9,$R9))))","v":0.89200000000000002},{"$f":"IF(F$20=F100,I100,0)","v":0}]
["IE4 (> 2016)",0.872,0,0.872,0,{"$f":"A101","v":"IE4 (> 2016)"},0.872,0,0.872,0]
["IE3 (< 2016)",0.85,0.85,0.85,0.85,{"$f":"A102","v":"IE3 (< 2016)"},0.85,0.85,0.85,0.85]
["IE2 (< 2012)",0.82,0,0.82,0,{"$f":"A103","v":"IE2 (< 2012)"},0.82,0,0.82,0]
["IE1 (< 2008)",0.73,0,0.73,0,{"$f":"A104","v":"IE1 (< 2008)"},0.73,0,0.73,0]
["Eff3 (<1999)",0.69,0,0.69,0,{"$f":"A105","v":"Eff3 (<1999)"},0.69,0,0.69,0]
[null,null,{"$f":"MAX(C100:C105)","v":0.85},null,{"$f":"MAX(E100:E105)","v":0.85},null,null,{"$f":"MAX(H100:H105)","v":0.85},null,{"$f":"MAX(J100:J105)","v":0.85}]
["Filterstufen"]
["IST",{"$f":"LOOKUP(E12,M26:M42,N26:N42)+LOOKUP(E13,M26:M42,N26:N42)","v":0},"Pa",null,null,"Vereisungsschutz"]
["SOLL",{"$f":"LOOKUP(F12,M26:M42,O26:O42)+LOOKUP(F13,M26:M42,O26:O42)","v":0},"Pa",null,null,"kW"]
["Differenz",{"$f":"B108-B109","v":0},"Pa"]
["Pw (Ventilatorwelle)",{"$f":"K80/3600*B110/(1000*0.75)","v":{"$error":"#DIV/0!"}},"kW",null,null,{"$f":"ABS(K65*N18*N21*(E38-E31)/3600)","v":{"$error":"#DIV/0!"}}]
["Pm (Antriebsmotor)",{"$f":"B111/(0.98*H106)","v":{"$error":"#DIV/0!"}},"kW"]
[]
[null," ",null,null," "]
["Aussenluft (AUL)",null,null,null,null,"Aussenluft nach der Wärmerückgewinnung (AUL nWRG)",null,null,null,null,null,null,null,"Mischluft nach Umluftklappe (MIL) über Enthalpie geregelt",null,null,null,null,null,"Mischluft nach Umluftklappe (MIL) über Temperatur geregelt",null,null,null,null,null,"Taupunkt Kälteregister (A) ",null,null," Kälteregister (C) ",null,null,"Lineare Kühlkurve",null,"Mischluft nach Kühlregister (D1) ",null,null,"Mischluft nach Kühlregister (D2) ",null,null,"Erwärmung vor Befeuchtung (E) ",null,null,"ZUL Taupunkt bei Entfeuchtung (F) ",null,null,"Erwärmung ohne Befeuchtung (G) ",null,null,"Fall-","Funktionen der Lüftung",null,null,null,"Heizen & Befeuchten",null,"Entfeuchten & Heizen",null,"Kühlen & (Entf.) Heizen",null,"Kühlen & (Befeuchten)",null,null,null,null,null,null,null,null,null,null,null,null,null,null,null,null,null,"Fall 3 + 4","Fall 2+3","Fall 2+3","Fall 1","Fall 1"]
["Meteodaten",null,null,"bei AUL-Temp","bei RaumTemp","KRG","Vereisungsschutz","Heizen ","nach WRG","nach WRG","regulierter","nach WRG",null,"minimal","maximal","regulierter","nach UML",null,null,"minimal","maximal","regulierter","nach UML",null,null,"reguliert auf ZUL Vorgaben",null,null,"reguliert auf ZUL Vorgaben",null,null,null,null,"reguliert auf ZUL Feuchte",null,null,"reguliert auf ZUL Temperatur",null,null,"reguliert auf ZUL Vorgaben",null,null,"reguliert auf ZUL Vorgaben",null,null,"reguliert auf ZUL Vorgaben",null,null,"unterschei-","/Klimatisierung",null,null,null,"Zuluft Fall 1",null,"Zuluft Fall 2",null,"Zuluft Fall 3",null,"Zuluft Fall 4",null,"Zuluft soll",null,null,null,"Zuluft ist",null,null,null,"Raum",null,null,"Abluft",null,null,"Kühlen","Heizen","Kühlen","Kühlen Entf.","Heizen Entf.","Heizen","Heizen Bef.","Entfeuchtung",null,"Befeuchtung Adiabatisch",null,"Wasser","Temperaturaufbereitung",null,"Wasser","Befe","ZUL - Feuchten","ZUL - Feuchten","MIL","MIL","Enthalpie+","Enthalpie-","Ventilator-","ZUL-Temp","ZUL-Temp","Diagramm","Wasser ",null,null,"starre","Vereisungsschutz"]
["Temp.","Häufigkeit","Abs. Feuchte","Rel. Feuchte","Rel. Feuchte","ja=1","Temp.","ΔT","ohne Reg.","soll möglich","Wirkungsgrad","Temp ","Abs. Feuchte","Enthalpie mögl.","Enthalpie mögl. ","UML  Anteil","Temp ","Abs. Feuchte","Enthalpie","Temp mögl.","Temp mögl. ","UML  Anteil","Temp ","Abs. Feuchte","Enthalpie","Temp ","Abs. Feuchte","Enthalpie","Temp ","Abs. Feuchte","Enthalpie","Offset (a)","Steigung (b)","Temp ","Abs. Feuchte","Enthalpie","Temp ","Abs. Feuchte","Enthalpie","Temp ","Abs. Feuchte","Enthalpie","Temp ","Abs. Feuchte","Enthalpie","Temp ","Abs. Feuchte","Enthalpie","dung","Heiz","Bef","Kühl ","Entf","Temp.","Abs. Feucht.","Temp.","Abs. Feucht.","Temp.","Abs. Feucht.","Temp.","Abs. Feucht.","Temp ","Rel. Feuchte","Abs. Feuchte","Enthalpie","Temp ","Rel. Feuchte","Abs. Feuchte","Enthalpie","Raum temp","Rel. Feuchte","Abs. Feuchte","Temp","Rel. Feuchte","Abs. Feuchte","Enthalpie -","Enthalpie +","(MIL-D2)","(D2 (A) -D1)","(ZUL-(A) D1)","(G-MIL)","(ZUL-G)","Entf/Kühl","Entf/Heiz","Bef/Heiz","Befeuchtung","Energie","Kühlenergie","Heizenergie","Enft","Energie","für Anzeige","für Anzeige","für Anzeige","für Anzeige","für Auslegung","für Auslegung","energie","für Anzeige","für Anzeige","Skalierung","Entfeuchtung",null,null,"Aussentemperatur ","elektrisch (ein/aus)","elektrisch (variabel)"]
["°C","h/a","g/kg","%","%","nein=0","°C","K","°C","°C",null,"°C","g/kg","kJ/kg","kJ/kg","%","°C","g/kg","kJ/kg","°C","°C","%","°C","g/kg","kJ/kg","°C","g/kg","kJ/kg","°C","g/kg","kJ/kg","[°C]","[°C/(g/kg)]","°C","g/kg","kJ/kg","°C","g/kg","kJ/kg","°C","g/kg","kJ/kg","°C","g/kg","kJ/kg","°C","g/kg","kJ/kg",null,null,null,null,null,"[°C]","[g/kg]","[°C]","[g/kg]","[°C]","[g/kg]","[°C]","[g/kg]","°C","%","g/kg","kJ/kgK","°C","%","g/kg","kJ/kgK","°C","%","g/kg","°C","%","g/kg","kJ/kg","kJ/kg","kJ/kg","kJ/kg","kJ/kg","kJ/kg","kJ/kg","MWh","MWh","MWh","[Liter]","MWh","MWh","MWh",null,"MWh","soll","ist","min","max",null,null,"MWh","min","max","Summe ","Liter"]
[-25,{"$f":"Klimadaten!O5/168*L$59","v":{"$error":"#N/A"}},{"$f":"Klimadaten!Q5","v":{"$error":"#VALUE!"}},{"$f":"Klimadaten!N5","v":{"$error":"#N/A"}},{"$f":"MIN(100%,RelFeuchte(BR119,C119,$N$17))","v":{"$error":"#VALUE!"}},{"$f":"IF(H119<=0,IF(BU119<A119,1,0),0)","v":0},{"$f":"IF(A119<=$E$31,(IF($E$30=$I$30,DB119,IF($E$30=$I$31,DC119,0))*3600)/($K$65*$N$18*$N$21)+A119,A119)","v":{"$error":"#DIV/0!"}},{"$f":"-(A119-BJ119)","v":47},{"$f":"$E$26*(BU119-A119)+A119","v":-25},{"$f":"IF(F119=0,MIN(I119,BJ119),I119)","v":-25},{"$f":"IF($E$28=$S$18,$E$26,MAX(IF(AND($E$29=$S$18,F119=1),0,IF(A119=BU119,0,(J119-A119)/(BU119-A119))),0))","v":0},{"$f":"IF($E$28=$S$19,K119*(BU119-A119)+A119,I119)","v":-25},{"$f":"IF($E$26=0,C119,(K119/$E$26*$E$27)*(BW119-C119)+C119)","v":{"$error":"#VALUE!"}},{"$f":"EnthalpieA(L119,M119,$N$17)*$E$33+(1-$E$33)*EnthalpieA(BU119,BW119,$N$17)","v":{"$error":"#VALUE!"}},{"$f":"EnthalpieA(L119,M119,$N$17)*$E$32+(1-$E$32)*EnthalpieA(BU119,BW119,$N$17)","v":{"$error":"#VALUE!"}},{"$f":"1-IF(EnthalpieA(L119,M119,$N$17)=S119,$E$33,(S119-EnthalpieA(BU119,BW119,$N$17))/((EnthalpieA(L119,M119,$N$17)-EnthalpieA(BU119,BW119,$N$17))))","v":{"$error":"#VALUE!"}},{"$f":"L119*(1-P119)+BU119*P119","v":{"$error":"#VALUE!"}},{"$f":"(M119*(1-P119)+BW119*P119)","v":{"$error":"#VALUE!"}},{"$f":"MIN(MAX(N119,BM119),O119)","v":{"$error":"#VALUE!"}},{"$f":"MIN((L119*($E$33)+BU119*(1-$E$33)))","v":-25},{"$f":"(L119*($E$32)+BU119*(1-$E$32))","v":-25},{"$f":"1-IF(L119=W119,$E$33,(W119-BU119)/(L119-BU119))","v":0},{"$f":"MIN(MAX(T119,BJ119),U119)","v":-25},{"$f":"(M119*(1-$V119)+BW119*$V119)","v":{"$error":"#VALUE!"}},{"$f":"EnthalpieA(W119,X119,$N$17)","v":{"$error":"#VALUE!"}},{"$f":"AVERAGE($E$43:$F$44)","v":9},{"$f":"IF($E$34=$D$34,MIN(AbsFeuchte(Z119,100%,$N$17),R119),MIN(AbsFeuchte(Z119,100%,$N$17),X119))","v":{"$error":"#VALUE!"}},{"$f":"EnthalpieA(Z119,AA119,$N$17)","v":{"$error":"#VALUE!"}},{"$f":"AVERAGE($E$43:$E$44)","v":9},-1,{"$f":"EnthalpieA(AC119,AD119,$N$17)","v":6.53566},{"$f":"AVERAGE($E$43:$E$44)","v":9},{"$f":"IF($E$34=$D$34,IF(AA119=R119,1E+23,(Q119-AF119)/(R119-AA119)),IF(AA119=X119,1E+23,(W119-AF119)/(X119-AA119)))","v":{"$error":"#VALUE!"}},{"$f":"IF($E$34=$D$34,MAX(IF(R119>BL119,AF119+(AG119*(BL119-AA119)),Q119),Z119),MAX(IF(X119>BL119,AF119+(AG119*(BL119-AA119)),W119),Z119))","v":{"$error":"#VALUE!"}},{"$f":"IF(AH119=Z119,AA119,BL119)","v":{"$error":"#VALUE!"}},{"$f":"EnthalpieA(AH119,AI119,$N$17)","v":{"$error":"#VALUE!"}},{"$f":"IF($E$34=$D$34,MAX(MIN(Q119,BJ119),Z119),MAX(MIN(W119,BJ119),Z119))","v":9},{"$f":"IF(Z119=AK119,AA119,(BJ119-AF119)/AG119+AA119)","v":{"$error":"#VALUE!"}},{"$f":"EnthalpieA(AK119,AL119,$N$17)","v":{"$error":"#VALUE!"}},{"$f":"TemperaturH(AP119,AO119)","v":{"$error":"#VALUE!"}},{"$f":"IF($E$34=$D$34,R119,X119)","v":{"$error":"#VALUE!"}},{"$f":"BM119","v":{"$error":"#VALUE!"}},{"$f":"TaupunktA(AR119,$N$17)","v":{"$error":"#VALUE!"}},{"$f":"BL119","v":{"$error":"#VALUE!"}},{"$f":"EnthalpieA(AQ119,AR119,$N$17)","v":{"$error":"#VALUE!"}},{"$f":"BN119","v":{"$error":"#VALUE!"}},{"$f":"IF($E$34=$D$34,R119,X119)","v":{"$error":"#VALUE!"}},{"$f":"EnthalpieA(AT119,AU119,$N$17)","v":{"$error":"#VALUE!"}},{"$f":"IF($E$34=$D$34,IF(AND(ROUND(BM119,4)>=ROUND(S119,4),ROUND(BL119,4)>=ROUND(R119,4),ROUND(BJ119,4)>=ROUND(Q119,4)),1,IF(ROUND(BL119,4)<ROUND(AA119,4),2,IF(ROUND(BJ119,4)>=ROUND(AH119,4),3,4))),IF(AND(ROUND(BM119,4)>=ROUND(Y119,4),ROUND(BL119,4)>=ROUND(X119,4),ROUND(BJ119,4)>=ROUND(W119,4)),1,IF(ROUND(BL119,4)<ROUND(AA119,4),2,IF(ROUND(BJ119,4)>=ROUND(AH119,4),3,4))))","v":{"$error":"#VALUE!"}},{"$f":"IF($E$37=$S$19,1,0)","v":1},{"$f":"IF($E$47=$S$14,0,1)","v":0},{"$f":"IF($E$40=$S$19,1,0)","v":1},{"$f":"IF(AND($E$45=$S$19,AZ119=1),1,0)","v":0},{"$f":"IF($E$34=$D$34,IF(AW119=1,Fall1Tzul(AX119,AY119,BJ119,Q119),0),IF(AW119=1,Fall1Tzul(AX119,AY119,BJ119,W119),0))","v":{"$error":"#VALUE!"}},{"$f":"IF($E$34=$D$34,IF(AW119=1,Fall1xzul(AX119,AY119,BL119,R119),0),IF(AW119=1,Fall1xzul(AX119,AY119,BL119,X119),0))","v":{"$error":"#VALUE!"}},{"$f":"IF($E$34=$D$34,IF(AW119=2,Fall2Tzul(AX119, AZ119, BJ119,Q119, Z119),0),IF(AW119=2,Fall2Tzul(AX119, AZ119, BJ119,W119, Z119),0))","v":{"$error":"#VALUE!"}},{"$f":"IF($E$34=$D$34,IF(AW119=2,Fall2xzul(AX119,AZ119,BL119,R119,AA119),0),IF(AW119=2,Fall2xzul(AX119,AZ119,BL119,X119,AA119),0))","v":{"$error":"#VALUE!"}},{"$f":"IF($E$34=$D$34,IF(AW119=3,IF(AND(BA119=1,AX119=1),BJ119,IF(AZ119=1,MIN(BJ119,IF(AX119=1,BJ119,Q119)),IF(AND(AX119=1,BJ119>Q119),BJ119,Q119))),0),IF(AW119=3,IF(AND(BA119=1,AX119=1),BJ119,IF(AZ119=1,MIN(BJ119,IF(AX119=1,BJ119,W119)),IF(AND(AX119=1,BJ119>W119),BJ119,W119))),0))","v":{"$error":"#VALUE!"}},{"$f":"IF($E$34=$D$34,IF(AW119=3,IF(AND(BA119=1,AX119=1),BL119,IF(AZ119=1,MIN(AL119,R119),R119)),0),IF(AW119=3,IF(AND(BA119=1,AX119=1),BL119,IF(AZ119=1,MIN(AL119,X119),X119)),0))","v":{"$error":"#VALUE!"}},{"$f":"IF($E$34=$D$34,IF(AW119=4,IF(AZ119=1,BJ119,Q119),0),IF(AW119=4,IF(AZ119=1,BJ119,W119),0))","v":{"$error":"#VALUE!"}},{"$f":"IF($E$34=$D$34,IF(AND(AW119=4,AY119=0),IF(AZ119=1,AI119,R119),IF(AND(AW119=4,AY119=1),BL119,0)),IF(AND(AW119=4,AY119=0),IF(AZ119=1,AL119,X119),IF(AND(AW119=4,AY119=1),BL119,0)))","v":{"$error":"#VALUE!"}},{"$f":"IF($DA119<=$B$87,$C$87-($B$87-$DA119)*$I$86,IF($DA119<=$B$88,$C$88-($B$88-$DA119)*$I$87,$C$89-($B$89-$DA119)*$I$88))","v":22},{"$f":"MIN(1,RelFeuchte(BJ119,BT119,$N$17))","v":{"$error":"#VALUE!"}},{"$f":"AbsFeuchte(BJ119,BK119,$N$17)","v":{"$error":"#VALUE!"}},{"$f":"EnthalpieA(BJ119,BL119,$N$17)","v":{"$error":"#VALUE!"}},{"$f":"BB119+BD119+BF119+BH119","v":{"$error":"#VALUE!"}},{"$f":"MIN(1,RelFeuchte(BN119,BP119,$N$17))","v":{"$error":"#VALUE!"}},{"$f":"BC119+BE119+BG119+BI119","v":{"$error":"#VALUE!"}},{"$f":"EnthalpieA(BN119,BP119,$N$17)","v":{"$error":"#VALUE!"}},{"$f":"IF($DA119<=$B$87,$D$87-($B$87-$DA119)*$J$86,IF($DA119<=$B$88,$D$88-($B$88-$DA119)*$J$87,$D$89-($B$89-$DA119)*$J$88))","v":24},{"$f":"IF(E119<$E$48,$E$48,IF(E119>$E$46,$E$46,E119))","v":{"$error":"#VALUE!"}},{"$f":"AbsFeuchte(BR119,BS119,$N$17)","v":{"$error":"#VALUE!"}},{"$f":"IF($I$19=0,IF(E$11=$S$8,BR119+$N$16,BR119),IF(E$11=$S$8,BR119+$N$16+#REF!,BR119+$I$19))","v":24},{"$f":"RelFeuchte(BU119,BW119,$N$17)","v":{"$error":"#VALUE!"}},{"$f":"BT119+$I$18","v":{"$error":"#VALUE!"}},{"$f":"SUM(BZ119:CA119)","v":{"$error":"#VALUE!"}},{"$f":"SUM(CB119:CD119)","v":{"$error":"#VALUE!"}},{"$f":"IF($E$34=$D$34,MAX(IF(AZ119=1,IF(OR(AW119=3,AW119=4,AW119=2),S119-AM119,0),0),0),MAX(IF(AZ119=1,IF(OR(AW119=3,AW119=4,AW119=2),Y119-AM119,0),0),0))","v":{"$error":"#VALUE!"}},{"$f":"IF($E$34=$D$34,MAX(IF(BA119=1,IF(AW119=3,AM119-AJ119,IF(AW119=2,(IF(BP119=R119,0,S119-AB119-BZ119)),0)),0),0),MAX(IF(BA119=1,IF(AW119=3,AM119-AJ119,IF(AW119=2,(IF(BP119=X119,0,Y119-AB119-BZ119)),0)),0),0))","v":0},{"$f":"IF($E$34=$D$34,MAX(IF(AND(BA119=1,AX119=1),IF(AW119=3,BQ119-AJ119,IF(AW119=2,IF(R119=BP119,0,BQ119-AB119),0)),0),0),MAX(IF(AND(BA119=1,AX119=1),IF(AW119=3,BQ119-AJ119,IF(AW119=2,IF(X119=BP119,0,BQ119-AB119),0)),0),0))","v":0},{"$f":"IF(F119=1,0,IF($E$34=$D$34,IF(AX119=1,IF(AW119=1,AV119-S119,0),0),IF(AX119=1,IF(AW119=1,AV119-Y119,0),0)))","v":{"$error":"#VALUE!"}},{"$f":"IF(AND(AY119=1,B119>0),IF(OR(AW119=1,AW119=4),BQ119-AV119,0),0)","v":{"$error":"#N/A"}},{"$f":"IF($E$40=$S$19,IF(OR(AND(A119>=$E$24,$E$25>0),AND(A119>=$E$24,$E$25<0)),$P$65*B119*$N$21*(CA119)/3.6/1000000,$K$65*B119*$N$21*(CA119)/3.6/1000000),0)","v":{"$error":"#DIV/0!"}},{"$f":"IF($E$37=$S$19,IF(OR(AND(A119>=$E$24,$E$25>0),AND(A119>=$E$24,$E$25<0)),$P$65*B119*$N$21*(CB119)/3.6/1000000,$K$65*B119*$N$21*(CB119)/3.6/1000000),0)","v":{"$error":"#DIV/0!"}},{"$f":"IF(OR(AND(A119>=$E$24,$E$25>0),AND(A119>=$E$24,$E$25<0)),$P$65*B119*$N$21*(CD119)/3.6/1000000,$K$65*B119*$N$21*(CD119)/3.6/1000000)","v":{"$error":"#DIV/0!"}},{"$f":"IF($E$34=$D$34,IF(OR(AND(A119>=$E$24,$E$25>0),AND(A119>=$E$24,$E$25<0)),MAX(0,(BP119-R119)*B119*$P$65*$N$21/1000),MAX(0,(BP119-R119)*B119*$K$65*$N$21/1000)),IF(OR(AND(A119>=$E$24,$E$25>0),AND(A119>=$E$24,$E$25<0)),MAX(0,(BP119-X119)*B119*$P$65*$N$21/1000),MAX(0,(BP119-X119)*B119*$K$65*$N$21/1000)))","v":{"$error":"#VALUE!"}},{"$f":"(CH119*$N$20*(100-$E$49)+$N$23*CH119)/3600000","v":{"$error":"#VALUE!"}},{"$f":"IF($E$40=$S$19,IF(OR(AND(A119>=$E$24,$E$25>0),AND(A119>=$E$24,$E$25<0)),$P$65*B119*$N$21*(BZ119)/3.6/1000000,$K$65*B119*$N$21*(BZ119)/3.6/1000000),0)","v":{"$error":"#DIV/0!"}},{"$f":"IF($E$37=$S$19,IF(OR(AND(A119>=$E$24,$E$25>0),AND(A119>=$E$24,$E$25<0)),$P$65*B119*$N$21*(CC119)/3.6/1000000,$K$65*B119*$N$21*(CC119)/3.6/1000000),0)","v":{"$error":"#DIV/0!"}},{"$f":"IF($E$34=$D$34,IF(OR(AND(A119>=$E$24,$E$25>0),AND(A119>=$E$24,$E$25<0)),MAX(0,-(BP119-R119)*B119*$P$65*$N$21/1000),MAX(0,-(BP119-R119)*B119*$K$65*$N$21/1000)),IF(OR(AND(A119>=$E$24,$E$25>0),AND(A119>=$E$24,$E$25<0)),MAX(0,-(BP119-X119)*B119*$P$65*$N$21/1000),MAX(0,-(BP119-X119)*B119*$K$65*$N$21/1000)))","v":{"$error":"#VALUE!"}},{"$f":"IF($E$47=$S$14,0,IF($E$47=$S$15,CG119,CI119))","v":0},{"$f":"IF(E119>0,BK119,222)","v":{"$error":"#VALUE!"}},{"$f":"IF(E119>0,BO119,222)","v":{"$error":"#VALUE!"}},{"$f":"IF($E$34=$D$34,IF(B119>0,Q119,222),IF(B119>0,W119,222))","v":{"$error":"#N/A"}},{"$f":"IF($E$34=$D$34,IF(B119>0,Q119,-222),IF(B119>0,W119,-222))","v":{"$error":"#N/A"}},{"$f":"IF(B119>0,BY119,-222)","v":{"$error":"#N/A"}},{"$f":"IF(B119>0,BX119,-222)","v":{"$error":"#N/A"}},{"$f":"IF(OR(AND(A119>=$E$24,$E$25>0),AND(A119>=$E$24,$E$25<0)),B119*($R$65/1000),B119*($M$65)/1000)","v":{"$error":"#N/A"}},{"$f":"IF(B119>0,BJ119,222)","v":{"$error":"#N/A"}},{"$f":"IF(B119>0,BJ119,-222)","v":{"$error":"#N/A"}},{"$f":"SUM(CK119,CJ119,CE119,CF119,CM119,CT119)","v":{"$error":"#DIV/0!"}},{"$f":"-CL119","v":{"$error":"#VALUE!"}},{"$f":"IF(I119=0,CY120,BJ119)","v":22},{"$f":"IF(I119=0,CZ120,BN119)","v":{"$error":"#VALUE!"}},-25,{"$f":"IF(A119<=$E$31,$F$111,0)","v":{"$error":"#DIV/0!"}},{"$f":"IF(A119<=$E$31,ABS($K$65*$N$18*$N$21*MIN(ABS(A119-$E$31),ABS($E$38-$E$31))/3600),0)","v":{"$error":"#DIV/0!"}}]
[-24,{"$f":"Klimadaten!O6/168*L$59","v":{"$error":"#N/A"}},{"$f":"Klimadaten!Q6","v":{"$error":"#VALUE!"}},{"$f":"Klimadaten!N6","v":{"$error":"#N/A"}},{"$error":"#VALUE!"},0,{"$f":"IF(A120<=$E$31,(IF($E$30=$I$30,DB120,IF($E$30=$I$31,DC120,0))*3600)/($K$65*$N$18*$N$21)+A120,A120)","v":{"$error":"#DIV/0!"}},{"$f":"-(A120-BJ120)","v":46},{"$f":"$E$26*(BU120-A120)+A120","v":-24},{"$f":"IF(F120=0,MIN(I120,BJ120),I120)","v":-24},0,{"$f":"IF($E$28=$S$19,K120*(BU120-A120)+A120,I120)","v":-24},{"$error":"#VALUE!"},{"$error":"#VALUE!"},{"$error":"#VALUE!"},{"$error":"#VALUE!"},{"$f":"L120*(1-P120)+BU120*P120","v":{"$error":"#VALUE!"}},{"$f":"(M120*(1-P120)+BW120*P120)","v":{"$error":"#VALUE!"}},{"$f":"MIN(MAX(N120,BM120),O120)","v":{"$error":"#VALUE!"}},-24,-24,0,{"$f":"MIN(MAX(T120,BJ120),U120)","v":-24},{"$f":"(M120*(1-$V120)+BW120*$V120)","v":{"$error":"#VALUE!"}},{"$error":"#VALUE!"},9,{"$f":"IF($E$34=$D$34,MIN(AbsFeuchte(Z120,100%,$N$17),R120),MIN(AbsFeuchte(Z120,100%,$N$17),X120))","v":{"$error":"#VALUE!"}},{"$error":"#VALUE!"},{"$f":"AVERAGE($E$43:$E$44)","v":9},0,9.0540000000000003,{"$f":"AVERAGE($E$43:$E$44)","v":9},{"$error":"#VALUE!"},{"$error":"#VALUE!"},{"$f":"IF(AH120=Z120,AA120,BL120)","v":{"$error":"#VALUE!"}},{"$error":"#VALUE!"},9,{"$f":"IF(Z120=AK120,AA120,(BJ120-AF120)/AG120+AA120)","v":{"$error":"#VALUE!"}},{"$error":"#VALUE!"},{"$f":"TemperaturH(AP120,AO120)","v":{"$error":"#VALUE!"}},{"$error":"#VALUE!"},{"$f":"BM120","v":{"$error":"#VALUE!"}},{"$error":"#VALUE!"},{"$f":"BL120","v":{"$error":"#VALUE!"}},{"$error":"#VALUE!"},{"$f":"BN120","v":{"$error":"#VALUE!"}},{"$error":"#VALUE!"},{"$error":"#VALUE!"},{"$error":"#VALUE!"},{"$f":"IF($E$37=$S$19,1,0)","v":1},0,{"$f":"IF($E$40=$S$19,1,0)","v":1},{"$f":"IF(AND($E$45=$S$19,AZ120=1),1,0)","v":0},{"$f":"IF($E$34=$D$34,IF(AW120=1,Fall1Tzul(AX120,AY120,BJ120,Q120),0),IF(AW120=1,Fall1Tzul(AX120,AY120,BJ120,W120),0))","v":{"$error":"#VALUE!"}},{"$f":"IF($E$34=$D$34,IF(AW120=1,Fall1xzul(AX120,AY120,BL120,R120),0),IF(AW120=1,Fall1xzul(AX120,AY120,BL120,X120),0))","v":{"$error":"#VALUE!"}},{"$f":"IF($E$34=$D$34,IF(AW120=2,Fall2Tzul(AX120, AZ120, BJ120,Q120, Z120),0),IF(AW120=2,Fall2Tzul(AX120, AZ120, BJ120,W120, Z120),0))","v":{"$error":"#VALUE!"}},{"$f":"IF($E$34=$D$34,IF(AW120=2,Fall2xzul(AX120,AZ120,BL120,R120,AA120),0),IF(AW120=2,Fall2xzul(AX120,AZ120,BL120,X120,AA120),0))","v":{"$error":"#VALUE!"}},{"$error":"#VALUE!"},{"$error":"#VALUE!"},{"$error":"#VALUE!"},{"$error":"#VALUE!"},22,{"$error":"#VALUE!"},{"$f":"AbsFeuchte(BJ120,BK120,$N$17)","v":{"$error":"#VALUE!"}},{"$error":"#VALUE!"},{"$f":"BB120+BD120+BF120+BH120","v":{"$error":"#VALUE!"}},{"$error":"#VALUE!"},{"$f":"BC120+BE120+BG120+BI120","v":{"$error":"#VALUE!"}},{"$error":"#VALUE!"},24,{"$error":"#VALUE!"},{"$f":"AbsFeuchte(BR120,BS120,$N$17)","v":{"$error":"#VALUE!"}},{"$f":"IF($I$19=0,IF(E$11=$S$8,BR120+$N$16,BR120),IF(E$11=$S$8,BR120+$N$16+#REF!,BR120+$I$19))","v":24},{"$error":"#VALUE!"},{"$error":"#VALUE!"},{"$f":"SUM(BZ120:CA120)","v":{"$error":"#VALUE!"}},{"$f":"SUM(CB120:CD120)","v":{"$error":"#VALUE!"}},{"$error":"#VALUE!"},0,0,{"$error":"#VALUE!"},{"$error":"#N/A"},{"$error":"#DIV/0!"},{"$error":"#DIV/0!"},{"$error":"#DIV/0!"},{"$error":"#VALUE!"},{"$error":"#VALUE!"},{"$error":"#DIV/0!"},{"$error":"#DIV/0!"},{"$error":"#VALUE!"},0,{"$error":"#VALUE!"},{"$error":"#VALUE!"},{"$f":"IF($E$34=$D$34,IF(B120>0,Q120,222),IF(B120>0,W120,222))","v":{"$error":"#N/A"}},{"$error":"#N/A"},{"$error":"#N/A"},{"$error":"#N/A"},{"$error":"#N/A"},{"$error":"#N/A"},{"$error":"#N/A"},{"$f":"SUM(CK120,CJ120,CE120,CF120,CM120,CT120)","v":{"$error":"#DIV/0!"}},{"$f":"-CL120","v":{"$error":"#VALUE!"}},{"$f":"IF(I120=0,CY121,BJ120)","v":22},{"$f":"IF(I120=0,CZ121,BN120)","v":{"$error":"#VALUE!"}},-24,{"$f":"IF(A120<=$E$31,$F$111,0)","v":{"$error":"#DIV/0!"}},{"$f":"IF(A120<=$E$31,ABS($K$65*$N$18*$N$21*MIN(ABS(A120-$E$31),ABS($E$38-$E$31))/3600),0)","v":{"$error":"#DIV/0!"}}]
[-23,{"$f":"Klimadaten!O7/168*L$59","v":{"$error":"#N/A"}},{"$f":"Klimadaten!Q7","v":{"$error":"#VALUE!"}},{"$f":"Klimadaten!N7","v":{"$error":"#N/A"}},{"$error":"#VALUE!"},0,{"$f":"IF(A121<=$E$31,(IF($E$30=$I$30,DB121,IF($E$30=$I$31,DC121,0))*3600)/($K$65*$N$18*$N$21)+A121,A121)","v":{"$error":"#DIV/0!"}},45,-23,-23,0,-23,{"$error":"#VALUE!"},{"$error":"#VALUE!"},{"$error":"#VALUE!"},{"$error":"#VALUE!"},{"$f":"L121*(1-P121)+BU121*P121","v":{"$error":"#VALUE!"}},{"$f":"(M121*(1-P121)+BW121*P121)","v":{"$error":"#VALUE!"}},{"$f":"MIN(MAX(N121,BM121),O121)","v":{"$error":"#VALUE!"}},-23,-23,0,-23,{"$error":"#VALUE!"},{"$error":"#VALUE!"},9,{"$f":"IF($E$34=$D$34,MIN(AbsFeuchte(Z121,100%,$N$17),R121),MIN(AbsFeuchte(Z121,100%,$N$17),X121))","v":{"$error":"#VALUE!"}},{"$error":"#VALUE!"},9,1,11.572340000000001,9,{"$error":"#VALUE!"},{"$error":"#VALUE!"},{"$error":"#VALUE!"},{"$error":"#VALUE!"},9,{"$error":"#VALUE!"},{"$error":"#VALUE!"},{"$f":"TemperaturH(AP121,AO121)","v":{"$error":"#VALUE!"}},{"$error":"#VALUE!"},{"$f":"BM121","v":{"$error":"#VALUE!"}},{"$error":"#VALUE!"},{"$f":"BL121","v":{"$error":"#VALUE!"}},{"$error":"#VALUE!"},{"$f":"BN121","v":{"$error":"#VALUE!"}},{"$error":"#VALUE!"},{"$error":"#VALUE!"},{"$error":"#VALUE!"},1,0,1,0,{"$f":"IF($E$34=$D$34,IF(AW121=1,Fall1Tzul(AX121,AY121,BJ121,Q121),0),IF(AW121=1,Fall1Tzul(AX121,AY121,BJ121,W121),0))","v":{"$error":"#VALUE!"}},{"$f":"IF($E$34=$D$34,IF(AW121=1,Fall1xzul(AX121,AY121,BL121,R121),0),IF(AW121=1,Fall1xzul(AX121,AY121,BL121,X121),0))","v":{"$error":"#VALUE!"}},{"$f":"IF($E$34=$D$34,IF(AW121=2,Fall2Tzul(AX121, AZ121, BJ121,Q121, Z121),0),IF(AW121=2,Fall2Tzul(AX121, AZ121, BJ121,W121, Z121),0))","v":{"$error":"#VALUE!"}},{"$f":"IF($E$34=$D$34,IF(AW121=2,Fall2xzul(AX121,AZ121,BL121,R121,AA121),0),IF(AW121=2,Fall2xzul(AX121,AZ121,BL121,X121,AA121),0))","v":{"$error":"#VALUE!"}},{"$error":"#VALUE!"},{"$error":"#VALUE!"},{"$error":"#VALUE!"},{"$error":"#VALUE!"},22,{"$error":"#VALUE!"},{"$f":"AbsFeuchte(BJ121,BK121,$N$17)","v":{"$error":"#VALUE!"}},{"$error":"#VALUE!"},{"$f":"BB121+BD121+BF121+BH121","v":{"$error":"#VALUE!"}},{"$error":"#VALUE!"},{"$error":"#VALUE!"},{"$error":"#VALUE!"},24,{"$error":"#VALUE!"},{"$f":"AbsFeuchte(BR121,BS121,$N$17)","v":{"$error":"#VALUE!"}},{"$f":"IF($I$19=0,IF(E$11=$S$8,BR121+$N$16,BR121),IF(E$11=$S$8,BR121+$N$16+#REF!,BR121+$I$19))","v":24},{"$error":"#VALUE!"},{"$error":"#VALUE!"},{"$f":"SUM(BZ121:CA121)","v":{"$error":"#VALUE!"}},{"$f":"SUM(CB121:CD121)","v":{"$error":"#VALUE!"}},{"$error":"#VALUE!"},0,0,{"$error":"#VALUE!"},{"$error":"#N/A"},{"$error":"#DIV/0!"},{"$error":"#DIV/0!"},{"$error":"#DIV/0!"},{"$error":"#VALUE!"},{"$error":"#VALUE!"},{"$error":"#DIV/0!"},{"$error":"#DIV/0!"},{"$error":"#VALUE!"},0,{"$error":"#VALUE!"},{"$error":"#VALUE!"},{"$f":"IF(B121>0,W121,222)","v":{"$error":"#N/A"}},{"$error":"#N/A"},{"$error":"#N/A"},{"$error":"#N/A"},{"$error":"#N/A"},{"$error":"#N/A"},{"$error":"#N/A"},{"$f":"SUM(CK121,CJ121,CE121,CF121,CM121,CT121)","v":{"$error":"#DIV/0!"}},{"$f":"-CL121","v":{"$error":"#VALUE!"}},22,{"$f":"IF(I121=0,CZ122,BN121)","v":{"$error":"#VALUE!"}},-23,{"$error":"#DIV/0!"},{"$error":"#DIV/0!"}]
[-22,{"$f":"Klimadaten!O8/168*L$59","v":{"$error":"#N/A"}},{"$f":"Klimadaten!Q8","v":{"$error":"#VALUE!"}},{"$f":"Klimadaten!N8","v":{"$error":"#N/A"}},{"$error":"#VALUE!"},0,{"$error":"#DIV/0!"},44,-22,-22,0,-22,{"$error":"#VALUE!"},{"$error":"#VALUE!"},{"$error":"#VALUE!"},{"$error":"#VALUE!"},{"$error":"#VALUE!"},{"$f":"(M122*(1-P122)+BW122*P122)","v":{"$error":"#VALUE!"}},{"$error":"#VALUE!"},-22,-22,0,-22,{"$error":"#VALUE!"},{"$error":"#VALUE!"},9,{"$f":"IF($E$34=$D$34,MIN(AbsFeuchte(Z122,100%,$N$17),R122),MIN(AbsFeuchte(Z122,100%,$N$17),X122))","v":{"$error":"#VALUE!"}},{"$error":"#VALUE!"},9,2,14.090679999999999,9,{"$error":"#VALUE!"},{"$error":"#VALUE!"},{"$error":"#VALUE!"},{"$error":"#VALUE!"},9,{"$error":"#VALUE!"},{"$error":"#VALUE!"},{"$error":"#VALUE!"},{"$error":"#VALUE!"},{"$error":"#VALUE!"},{"$error":"#VALUE!"},{"$error":"#VALUE!"},{"$error":"#VALUE!"},{"$error":"#VALUE!"},{"$error":"#VALUE!"},{"$error":"#VALUE!"},{"$error":"#VALUE!"},1,0,1,0,{"$f":"IF($E$34=$D$34,IF(AW122=1,Fall1Tzul(AX122,AY122,BJ122,Q122),0),IF(AW122=1,Fall1Tzul(AX122,AY122,BJ122,W122),0))","v":{"$error":"#VALUE!"}},{"$f":"IF($E$34=$D$34,IF(AW122=1,Fall1xzul(AX122,AY122,BL122,R122),0),IF(AW122=1,Fall1xzul(AX122,AY122,BL122,X122),0))","v":{"$error":"#VALUE!"}},{"$f":"IF($E$34=$D$34,IF(AW122=2,Fall2Tzul(AX122, AZ122, BJ122,Q122, Z122),0),IF(AW122=2,Fall2Tzul(AX122, AZ122, BJ122,W122, Z122),0))","v":{"$error":"#VALUE!"}},{"$f":"IF($E$34=$D$34,IF(AW122=2,Fall2xzul(AX122,AZ122,BL122,R122,AA122),0),IF(AW122=2,Fall2xzul(AX122,AZ122,BL122,X122,AA122),0))","v":{"$error":"#VALUE!"}},{"$error":"#VALUE!"},{"$error":"#VALUE!"},{"$error":"#VALUE!"},{"$error":"#VALUE!"},22,{"$error":"#VALUE!"},{"$f":"AbsFeuchte(BJ122,BK122,$N$17)","v":{"$error":"#VALUE!"}},{"$error":"#VALUE!"},{"$error":"#VALUE!"},{"$error":"#VALUE!"},{"$error":"#VALUE!"},{"$error":"#VALUE!"},24,{"$error":"#VALUE!"},{"$f":"AbsFeuchte(BR122,BS122,$N$17)","v":{"$error":"#VALUE!"}},{"$f":"IF($I$19=0,IF(E$11=$S$8,BR122+$N$16,BR122),IF(E$11=$S$8,BR122+$N$16+#REF!,BR122+$I$19))","v":24},{"$error":"#VALUE!"},{"$error":"#VALUE!"},{"$error":"#VALUE!"},{"$error":"#VALUE!"},{"$error":"#VALUE!"},0,0,{"$error":"#VALUE!"},{"$error":"#N/A"},{"$error":"#DIV/0!"},{"$error":"#DIV/0!"},{"$error":"#DIV/0!"},{"$error":"#VALUE!"},{"$error":"#VALUE!"},{"$error":"#DIV/0!"},{"$error":"#DIV/0!"},{"$error":"#VALUE!"},0,{"$error":"#VALUE!"},{"$error":"#VALUE!"},{"$error":"#N/A"},{"$error":"#N/A"},{"$error":"#N/A"},{"$error":"#N/A"},{"$error":"#N/A"},{"$error":"#N/A"},{"$error":"#N/A"},{"$error":"#DIV/0!"},{"$error":"#VALUE!"},22,{"$error":"#VALUE!"},-22,{"$error":"#DIV/0!"},{"$error":"#DIV/0!"}]
[-21,{"$f":"Klimadaten!O9/168*L$59","v":{"$error":"#N/A"}},{"$f":"Klimadaten!Q9","v":{"$error":"#VALUE!"}},{"$f":"Klimadaten!N9","v":{"$error":"#N/A"}},{"$error":"#VALUE!"},0,{"$error":"#DIV/0!"},43,-21,-21,0,-21,{"$error":"#VALUE!"},{"$error":"#VALUE!"},{"$error":"#VALUE!"},{"$error":"#VALUE!"},{"$error":"#VALUE!"},{"$f":"(M123*(1-P123)+BW123*P123)","v":{"$error":"#VALUE!"}},{"$error":"#VALUE!"},-21,-21,0,-21,{"$error":"#VALUE!"},{"$error":"#VALUE!"},9,{"$f":"IF($E$34=$D$34,MIN(AbsFeuchte(Z123,100%,$N$17),R123),MIN(AbsFeuchte(Z123,100%,$N$17),X123))","v":{"$error":"#VALUE!"}},{"$error":"#VALUE!"},9,3,16.609020000000001,9,{"$error":"#VALUE!"},{"$error":"#VALUE!"},{"$error":"#VALUE!"},{"$error":"#VALUE!"},9,{"$error":"#VALUE!"},{"$error":"#VALUE!"},{"$error":"#VALUE!"},{"$error":"#VALUE!"},{"$error":"#VALUE!"},{"$error":"#VALUE!"},{"$error":"#VALUE!"},{"$error":"#VALUE!"},{"$error":"#VALUE!"},{"$error":"#VALUE!"},{"$error":"#VALUE!"},{"$error":"#VALUE!"},1,0,1,0,{"$f":"IF($E$34=$D$34,IF(AW123=1,Fall1Tzul(AX123,AY123,BJ123,Q123),0),IF(AW123=1,Fall1Tzul(AX123,AY123,BJ123,W123),0))","v":{"$error":"#VALUE!"}},{"$f":"IF($E$34=$D$34,IF(AW123=1,Fall1xzul(AX123,AY123,BL123,R123),0),IF(AW123=1,Fall1xzul(AX123,AY123,BL123,X123),0))","v":{"$error":"#VALUE!"}},{"$f":"IF($E$34=$D$34,IF(AW123=2,Fall2Tzul(AX123, AZ123, BJ123,Q123, Z123),0),IF(AW123=2,Fall2Tzul(AX123, AZ123, BJ123,W123, Z123),0))","v":{"$error":"#VALUE!"}},{"$f":"IF($E$34=$D$34,IF(AW123=2,Fall2xzul(AX123,AZ123,BL123,R123,AA123),0),IF(AW123=2,Fall2xzul(AX123,AZ123,BL123,X123,AA123),0))","v":{"$error":"#VALUE!"}},{"$error":"#VALUE!"},{"$error":"#VALUE!"},{"$error":"#VALUE!"},{"$error":"#VALUE!"},22,{"$error":"#VALUE!"},{"$f":"AbsFeuchte(BJ123,BK123,$N$17)","v":{"$error":"#VALUE!"}},{"$error":"#VALUE!"},{"$error":"#VALUE!"},{"$error":"#VALUE!"},{"$error":"#VALUE!"},{"$error":"#VALUE!"},24,{"$error":"#VALUE!"},{"$f":"AbsFeuchte(BR123,BS123,$N$17)","v":{"$error":"#VALUE!"}},{"$f":"IF($I$19=0,IF(E$11=$S$8,BR123+$N$16,BR123),IF(E$11=$S$8,BR123+$N$16+#REF!,BR123+$I$19))","v":24},{"$error":"#VALUE!"},{"$error":"#VALUE!"},{"$error":"#VALUE!"},{"$error":"#VALUE!"},{"$error":"#VALUE!"},0,0,{"$error":"#VALUE!"},{"$error":"#N/A"},{"$error":"#DIV/0!"},{"$error":"#DIV/0!"},{"$error":"#DIV/0!"},{"$error":"#VALUE!"},{"$error":"#VALUE!"},{"$error":"#DIV/0!"},{"$error":"#DIV/0!"},{"$error":"#VALUE!"},0,{"$error":"#VALUE!"},{"$error":"#VALUE!"},{"$error":"#N/A"},{"$error":"#N/A"},{"$error":"#N/A"},{"$error":"#N/A"},{"$error":"#N/A"},{"$error":"#N/A"},{"$error":"#N/A"},{"$error":"#DIV/0!"},{"$error":"#VALUE!"},22,{"$error":"#VALUE!"},-21,{"$error":"#DIV/0!"},{"$error":"#DIV/0!"}]
[-20,{"$f":"Klimadaten!O10/168*L$59","v":{"$error":"#N/A"}},{"$f":"Klimadaten!Q10","v":{"$error":"#VALUE!"}},{"$f":"Klimadaten!N10","v":{"$error":"#N/A"}},{"$error":"#VALUE!"},0,{"$error":"#DIV/0!"},42,-20,-20,0,-20,{"$error":"#VALUE!"},{"$error":"#VALUE!"},{"$error":"#VALUE!"},{"$error":"#VALUE!"},{"$error":"#VALUE!"},{"$error":"#VALUE!"},{"$error":"#VALUE!"},-20,-20,0,-20,{"$error":"#VALUE!"},{"$error":"#VALUE!"},9,{"$f":"IF($E$34=$D$34,MIN(AbsFeuchte(Z124,100%,$N$17),R124),MIN(AbsFeuchte(Z124,100%,$N$17),X124))","v":{"$error":"#VALUE!"}},{"$error":"#VALUE!"},9,4,19.127359999999999,9,{"$error":"#VALUE!"},{"$error":"#VALUE!"},{"$error":"#VALUE!"},{"$error":"#VALUE!"},9,{"$error":"#VALUE!"},{"$error":"#VALUE!"},{"$error":"#VALUE!"},{"$error":"#VALUE!"},{"$error":"#VALUE!"},{"$error":"#VALUE!"},{"$error":"#VALUE!"},{"$error":"#VALUE!"},{"$error":"#VALUE!"},{"$error":"#VALUE!"},{"$error":"#VALUE!"},{"$error":"#VALUE!"},1,0,1,0,{"$f":"IF($E$34=$D$34,IF(AW124=1,Fall1Tzul(AX124,AY124,BJ124,Q124),0),IF(AW124=1,Fall1Tzul(AX124,AY124,BJ124,W124),0))","v":{"$error":"#VALUE!"}},{"$f":"IF($E$34=$D$34,IF(AW124=1,Fall1xzul(AX124,AY124,BL124,R124),0),IF(AW124=1,Fall1xzul(AX124,AY124,BL124,X124),0))","v":{"$error":"#VALUE!"}},{"$f":"IF($E$34=$D$34,IF(AW124=2,Fall2Tzul(AX124, AZ124, BJ124,Q124, Z124),0),IF(AW124=2,Fall2Tzul(AX124, AZ124, BJ124,W124, Z124),0))","v":{"$error":"#VALUE!"}},{"$f":"IF($E$34=$D$34,IF(AW124=2,Fall2xzul(AX124,AZ124,BL124,R124,AA124),0),IF(AW124=2,Fall2xzul(AX124,AZ124,BL124,X124,AA124),0))","v":{"$error":"#VALUE!"}},{"$error":"#VALUE!"},{"$error":"#VALUE!"},{"$error":"#VALUE!"},{"$error":"#VALUE!"},22,{"$error":"#VALUE!"},{"$f":"AbsFeuchte(BJ124,BK124,$N$17)","v":{"$error":"#VALUE!"}},{"$error":"#VALUE!"},{"$error":"#VALUE!"},{"$error":"#VALUE!"},{"$error":"#VALUE!"},{"$error":"#VALUE!"},24,{"$error":"#VALUE!"},{"$f":"AbsFeuchte(BR124,BS124,$N$17)","v":{"$error":"#VALUE!"}},{"$f":"IF($I$19=0,IF(E$11=$S$8,BR124+$N$16,BR124),IF(E$11=$S$8,BR124+$N$16+#REF!,BR124+$I$19))","v":24},{"$error":"#VALUE!"},{"$error":"#VALUE!"},{"$error":"#VALUE!"},{"$error":"#VALUE!"},{"$error":"#VALUE!"},0,0,{"$error":"#VALUE!"},{"$error":"#N/A"},{"$error":"#DIV/0!"},{"$error":"#DIV/0!"},{"$error":"#DIV/0!"},{"$error":"#VALUE!"},{"$error":"#VALUE!"},{"$error":"#DIV/0!"},{"$error":"#DIV/0!"},{"$error":"#VALUE!"},0,{"$error":"#VALUE!"},{"$error":"#VALUE!"},{"$error":"#N/A"},{"$error":"#N/A"},{"$error":"#N/A"},{"$error":"#N/A"},{"$error":"#N/A"},{"$error":"#N/A"},{"$error":"#N/A"},{"$error":"#DIV/0!"},{"$error":"#VALUE!"},22,{"$error":"#VALUE!"},-20,{"$error":"#DIV/0!"},{"$error":"#DIV/0!"}]
[-19,{"$f":"Klimadaten!O11/168*L$59","v":{"$error":"#N/A"}},{"$f":"Klimadaten!Q11","v":{"$error":"#VALUE!"}},{"$f":"Klimadaten!N11","v":{"$error":"#N/A"}},{"$error":"#VALUE!"},0,{"$error":"#DIV/0!"},41,-19,-19,0,-19,{"$error":"#VALUE!"},{"$error":"#VALUE!"},{"$error":"#VALUE!"},{"$error":"#VALUE!"},{"$error":"#VALUE!"},{"$error":"#VALUE!"},{"$error":"#VALUE!"},-19,-19,0,-19,{"$error":"#VALUE!"},{"$error":"#VALUE!"},9,{"$f":"IF($E$34=$D$34,MIN(AbsFeuchte(Z125,100%,$N$17),R125),MIN(AbsFeuchte(Z125,100%,$N$17),X125))","v":{"$error":"#VALUE!"}},{"$error":"#VALUE!"},9,5,21.645699999999998,9,{"$error":"#VALUE!"},{"$error":"#VALUE!"},{"$error":"#VALUE!"},{"$error":"#VALUE!"},9,{"$error":"#VALUE!"},{"$error":"#VALUE!"},{"$error":"#VALUE!"},{"$error":"#VALUE!"},{"$error":"#VALUE!"},{"$error":"#VALUE!"},{"$error":"#VALUE!"},{"$error":"#VALUE!"},{"$error":"#VALUE!"},{"$error":"#VALUE!"},{"$error":"#VALUE!"},{"$error":"#VALUE!"},1,0,1,0,{"$f":"IF($E$34=$D$34,IF(AW125=1,Fall1Tzul(AX125,AY125,BJ125,Q125),0),IF(AW125=1,Fall1Tzul(AX125,AY125,BJ125,W125),0))","v":{"$error":"#VALUE!"}},{"$f":"IF($E$34=$D$34,IF(AW125=1,Fall1xzul(AX125,AY125,BL125,R125),0),IF(AW125=1,Fall1xzul(AX125,AY125,BL125,X125),0))","v":{"$error":"#VALUE!"}},{"$f":"IF($E$34=$D$34,IF(AW125=2,Fall2Tzul(AX125, AZ125, BJ125,Q125, Z125),0),IF(AW125=2,Fall2Tzul(AX125, AZ125, BJ125,W125, Z125),0))","v":{"$error":"#VALUE!"}},{"$f":"IF($E$34=$D$34,IF(AW125=2,Fall2xzul(AX125,AZ125,BL125,R125,AA125),0),IF(AW125=2,Fall2xzul(AX125,AZ125,BL125,X125,AA125),0))","v":{"$error":"#VALUE!"}},{"$error":"#VALUE!"},{"$error":"#VALUE!"},{"$error":"#VALUE!"},{"$error":"#VALUE!"},22,{"$error":"#VALUE!"},{"$f":"AbsFeuchte(BJ125,BK125,$N$17)","v":{"$error":"#VALUE!"}},{"$error":"#VALUE!"},{"$error":"#VALUE!"},{"$error":"#VALUE!"},{"$error":"#VALUE!"},{"$error":"#VALUE!"},24,{"$error":"#VALUE!"},{"$f":"AbsFeuchte(BR125,BS125,$N$17)","v":{"$error":"#VALUE!"}},{"$f":"IF($I$19=0,IF(E$11=$S$8,BR125+$N$16,BR125),IF(E$11=$S$8,BR125+$N$16+#REF!,BR125+$I$19))","v":24},{"$error":"#VALUE!"},{"$error":"#VALUE!"},{"$error":"#VALUE!"},{"$error":"#VALUE!"},{"$error":"#VALUE!"},0,0,{"$error":"#VALUE!"},{"$error":"#N/A"},{"$error":"#DIV/0!"},{"$error":"#DIV/0!"},{"$error":"#DIV/0!"},{"$error":"#VALUE!"},{"$error":"#VALUE!"},{"$error":"#DIV/0!"},{"$error":"#DIV/0!"},{"$error":"#VALUE!"},0,{"$error":"#VALUE!"},{"$error":"#VALUE!"},{"$error":"#N/A"},{"$error":"#N/A"},{"$error":"#N/A"},{"$error":"#N/A"},{"$error":"#N/A"},{"$error":"#N/A"},{"$error":"#N/A"},{"$error":"#DIV/0!"},{"$error":"#VALUE!"},22,{"$error":"#VALUE!"},-19,{"$error":"#DIV/0!"},{"$error":"#DIV/0!"}]
[-18,{"$f":"Klimadaten!O12/168*L$59","v":{"$error":"#N/A"}},{"$f":"Klimadaten!Q12","v":{"$error":"#VALUE!"}},{"$f":"Klimadaten!N12","v":{"$error":"#N/A"}},{"$error":"#VALUE!"},0,{"$error":"#DIV/0!"},40,-18,-18,0,-18,{"$error":"#VALUE!"},{"$error":"#VALUE!"},{"$error":"#VALUE!"},{"$error":"#VALUE!"},{"$error":"#VALUE!"},{"$error":"#VALUE!"},{"$error":"#VALUE!"},-18,-18,0,-18,{"$error":"#VALUE!"},{"$error":"#VALUE!"},9,{"$f":"IF($E$34=$D$34,MIN(AbsFeuchte(Z126,100%,$N$17),R126),MIN(AbsFeuchte(Z126,100%,$N$17),X126))","v":{"$error":"#VALUE!"}},{"$error":"#VALUE!"},9,6,24.16404,9,{"$error":"#VALUE!"},{"$error":"#VALUE!"},{"$error":"#VALUE!"},{"$error":"#VALUE!"},9,{"$error":"#VALUE!"},{"$error":"#VALUE!"},{"$error":"#VALUE!"},{"$error":"#VALUE!"},{"$error":"#VALUE!"},{"$error":"#VALUE!"},{"$error":"#VALUE!"},{"$error":"#VALUE!"},{"$error":"#VALUE!"},{"$error":"#VALUE!"},{"$error":"#VALUE!"},{"$error":"#VALUE!"},1,0,1,0,{"$f":"IF($E$34=$D$34,IF(AW126=1,Fall1Tzul(AX126,AY126,BJ126,Q126),0),IF(AW126=1,Fall1Tzul(AX126,AY126,BJ126,W126),0))","v":{"$error":"#VALUE!"}},{"$f":"IF($E$34=$D$34,IF(AW126=1,Fall1xzul(AX126,AY126,BL126,R126),0),IF(AW126=1,Fall1xzul(AX126,AY126,BL126,X126),0))","v":{"$error":"#VALUE!"}},{"$f":"IF($E$34=$D$34,IF(AW126=2,Fall2Tzul(AX126, AZ126, BJ126,Q126, Z126),0),IF(AW126=2,Fall2Tzul(AX126, AZ126, BJ126,W126, Z126),0))","v":{"$error":"#VALUE!"}},{"$f":"IF($E$34=$D$34,IF(AW126=2,Fall2xzul(AX126,AZ126,BL126,R126,AA126),0),IF(AW126=2,Fall2xzul(AX126,AZ126,BL126,X126,AA126),0))","v":{"$error":"#VALUE!"}},{"$error":"#VALUE!"},{"$error":"#VALUE!"},{"$error":"#VALUE!"},{"$error":"#VALUE!"},22,{"$error":"#VALUE!"},{"$f":"AbsFeuchte(BJ126,BK126,$N$17)","v":{"$error":"#VALUE!"}},{"$error":"#VALUE!"},{"$error":"#VALUE!"},{"$error":"#VALUE!"},{"$error":"#VALUE!"},{"$error":"#VALUE!"},24,{"$error":"#VALUE!"},{"$f":"AbsFeuchte(BR126,BS126,$N$17)","v":{"$error":"#VALUE!"}},{"$f":"IF($I$19=0,IF(E$11=$S$8,BR126+$N$16,BR126),IF(E$11=$S$8,BR126+$N$16+#REF!,BR126+$I$19))","v":24},{"$error":"#VALUE!"},{"$error":"#VALUE!"},{"$error":"#VALUE!"},{"$error":"#VALUE!"},{"$error":"#VALUE!"},0,0,{"$error":"#VALUE!"},{"$error":"#N/A"},{"$error":"#DIV/0!"},{"$error":"#DIV/0!"},{"$error":"#DIV/0!"},{"$error":"#VALUE!"},{"$error":"#VALUE!"},{"$error":"#DIV/0!"},{"$error":"#DIV/0!"},{"$error":"#VALUE!"},0,{"$error":"#VALUE!"},{"$error":"#VALUE!"},{"$error":"#N/A"},{"$error":"#N/A"},{"$error":"#N/A"},{"$error":"#N/A"},{"$error":"#N/A"},{"$error":"#N/A"},{"$error":"#N/A"},{"$error":"#DIV/0!"},{"$error":"#VALUE!"},22,{"$error":"#VALUE!"},-18,{"$error":"#DIV/0!"},{"$error":"#DIV/0!"}]
[-17,{"$f":"Klimadaten!O13/168*L$59","v":{"$error":"#N/A"}},{"$f":"Klimadaten!Q13","v":{"$error":"#VALUE!"}},{"$f":"Klimadaten!N13","v":{"$error":"#N/A"}},{"$error":"#VALUE!"},0,{"$error":"#DIV/0!"},39,-17,-17,0,-17,{"$error":"#VALUE!"},{"$error":"#VALUE!"},{"$error":"#VALUE!"},{"$error":"#VALUE!"},{"$error":"#VALUE!"},{"$error":"#VALUE!"},{"$error":"#VALUE!"},-17,-17,0,-17,{"$error":"#VALUE!"},{"$error":"#VALUE!"},9,{"$f":"IF($E$34=$D$34,MIN(AbsFeuchte(Z127,100%,$N$17),R127),MIN(AbsFeuchte(Z127,100%,$N$17),X127))","v":{"$error":"#VALUE!"}},{"$error":"#VALUE!"},9,7,26.682380000000002,9,{"$error":"#VALUE!"},{"$error":"#VALUE!"},{"$error":"#VALUE!"},{"$error":"#VALUE!"},9,{"$error":"#VALUE!"},{"$error":"#VALUE!"},{"$error":"#VALUE!"},{"$error":"#VALUE!"},{"$error":"#VALUE!"},{"$error":"#VALUE!"},{"$error":"#VALUE!"},{"$error":"#VALUE!"},{"$error":"#VALUE!"},{"$error":"#VALUE!"},{"$error":"#VALUE!"},{"$error":"#VALUE!"},1,0,1,0,{"$f":"IF($E$34=$D$34,IF(AW127=1,Fall1Tzul(AX127,AY127,BJ127,Q127),0),IF(AW127=1,Fall1Tzul(AX127,AY127,BJ127,W127),0))","v":{"$error":"#VALUE!"}},{"$f":"IF($E$34=$D$34,IF(AW127=1,Fall1xzul(AX127,AY127,BL127,R127),0),IF(AW127=1,Fall1xzul(AX127,AY127,BL127,X127),0))","v":{"$error":"#VALUE!"}},{"$f":"IF($E$34=$D$34,IF(AW127=2,Fall2Tzul(AX127, AZ127, BJ127,Q127, Z127),0),IF(AW127=2,Fall2Tzul(AX127, AZ127, BJ127,W127, Z127),0))","v":{"$error":"#VALUE!"}},{"$f":"IF($E$34=$D$34,IF(AW127=2,Fall2xzul(AX127,AZ127,BL127,R127,AA127),0),IF(AW127=2,Fall2xzul(AX127,AZ127,BL127,X127,AA127),0))","v":{"$error":"#VALUE!"}},{"$error":"#VALUE!"},{"$error":"#VALUE!"},{"$error":"#VALUE!"},{"$error":"#VALUE!"},22,{"$error":"#VALUE!"},{"$f":"AbsFeuchte(BJ127,BK127,$N$17)","v":{"$error":"#VALUE!"}},{"$error":"#VALUE!"},{"$error":"#VALUE!"},{"$error":"#VALUE!"},{"$error":"#VALUE!"},{"$error":"#VALUE!"},24,{"$error":"#VALUE!"},{"$f":"AbsFeuchte(BR127,BS127,$N$17)","v":{"$error":"#VALUE!"}},{"$f":"IF($I$19=0,IF(E$11=$S$8,BR127+$N$16,BR127),IF(E$11=$S$8,BR127+$N$16+#REF!,BR127+$I$19))","v":24},{"$error":"#VALUE!"},{"$error":"#VALUE!"},{"$error":"#VALUE!"},{"$error":"#VALUE!"},{"$error":"#VALUE!"},0,0,{"$error":"#VALUE!"},{"$error":"#N/A"},{"$error":"#DIV/0!"},{"$error":"#DIV/0!"},{"$error":"#DIV/0!"},{"$error":"#VALUE!"},{"$error":"#VALUE!"},{"$error":"#DIV/0!"},{"$error":"#DIV/0!"},{"$error":"#VALUE!"},0,{"$error":"#VALUE!"},{"$error":"#VALUE!"},{"$error":"#N/A"},{"$error":"#N/A"},{"$error":"#N/A"},{"$error":"#N/A"},{"$error":"#N/A"},{"$error":"#N/A"},{"$error":"#N/A"},{"$error":"#DIV/0!"},{"$error":"#VALUE!"},22,{"$error":"#VALUE!"},-17,{"$error":"#DIV/0!"},{"$error":"#DIV/0!"}]
[-16,{"$f":"Klimadaten!O14/168*L$59","v":{"$error":"#N/A"}},{"$f":"Klimadaten!Q14","v":{"$error":"#VALUE!"}},{"$f":"Klimadaten!N14","v":{"$error":"#N/A"}},{"$error":"#VALUE!"},0,{"$error":"#DIV/0!"},38,-16,-16,0,-16,{"$error":"#VALUE!"},{"$error":"#VALUE!"},{"$error":"#VALUE!"},{"$error":"#VALUE!"},{"$error":"#VALUE!"},{"$error":"#VALUE!"},{"$error":"#VALUE!"},-16,-16,0,-16,{"$error":"#VALUE!"},{"$error":"#VALUE!"},9,{"$f":"IF($E$34=$D$34,MIN(AbsFeuchte(Z128,100%,$N$17),R128),MIN(AbsFeuchte(Z128,100%,$N$17),X128))","v":{"$error":"#VALUE!"}},{"$error":"#VALUE!"},9,8,29.200719999999997,9,{"$error":"#VALUE!"},{"$error":"#VALUE!"},{"$error":"#VALUE!"},{"$error":"#VALUE!"},9,{"$error":"#VALUE!"},{"$error":"#VALUE!"},{"$error":"#VALUE!"},{"$error":"#VALUE!"},{"$error":"#VALUE!"},{"$error":"#VALUE!"},{"$error":"#VALUE!"},{"$error":"#VALUE!"},{"$error":"#VALUE!"},{"$error":"#VALUE!"},{"$error":"#VALUE!"},{"$error":"#VALUE!"},1,0,1,0,{"$f":"IF($E$34=$D$34,IF(AW128=1,Fall1Tzul(AX128,AY128,BJ128,Q128),0),IF(AW128=1,Fall1Tzul(AX128,AY128,BJ128,W128),0))","v":{"$error":"#VALUE!"}},{"$f":"IF($E$34=$D$34,IF(AW128=1,Fall1xzul(AX128,AY128,BL128,R128),0),IF(AW128=1,Fall1xzul(AX128,AY128,BL128,X128),0))","v":{"$error":"#VALUE!"}},{"$f":"IF($E$34=$D$34,IF(AW128=2,Fall2Tzul(AX128, AZ128, BJ128,Q128, Z128),0),IF(AW128=2,Fall2Tzul(AX128, AZ128, BJ128,W128, Z128),0))","v":{"$error":"#VALUE!"}},{"$f":"IF($E$34=$D$34,IF(AW128=2,Fall2xzul(AX128,AZ128,BL128,R128,AA128),0),IF(AW128=2,Fall2xzul(AX128,AZ128,BL128,X128,AA128),0))","v":{"$error":"#VALUE!"}},{"$error":"#VALUE!"},{"$error":"#VALUE!"},{"$error":"#VALUE!"},{"$error":"#VALUE!"},22,{"$error":"#VALUE!"},{"$f":"AbsFeuchte(BJ128,BK128,$N$17)","v":{"$error":"#VALUE!"}},{"$error":"#VALUE!"},{"$error":"#VALUE!"},{"$error":"#VALUE!"},{"$error":"#VALUE!"},{"$error":"#VALUE!"},24,{"$error":"#VALUE!"},{"$f":"AbsFeuchte(BR128,BS128,$N$17)","v":{"$error":"#VALUE!"}},{"$f":"IF($I$19=0,IF(E$11=$S$8,BR128+$N$16,BR128),IF(E$11=$S$8,BR128+$N$16+#REF!,BR128+$I$19))","v":24},{"$error":"#VALUE!"},{"$error":"#VALUE!"},{"$error":"#VALUE!"},{"$error":"#VALUE!"},{"$error":"#VALUE!"},0,0,{"$error":"#VALUE!"},{"$error":"#N/A"},{"$error":"#DIV/0!"},{"$error":"#DIV/0!"},{"$error":"#DIV/0!"},{"$error":"#VALUE!"},{"$error":"#VALUE!"},{"$error":"#DIV/0!"},{"$error":"#DIV/0!"},{"$error":"#VALUE!"},0,{"$error":"#VALUE!"},{"$error":"#VALUE!"},{"$error":"#N/A"},{"$error":"#N/A"},{"$error":"#N/A"},{"$error":"#N/A"},{"$error":"#N/A"},{"$error":"#N/A"},{"$error":"#N/A"},{"$error":"#DIV/0!"},{"$error":"#VALUE!"},22,{"$error":"#VALUE!"},-16,{"$error":"#DIV/0!"},{"$error":"#DIV/0!"}]
[-15,{"$f":"Klimadaten!O15/168*L$59","v":{"$error":"#N/A"}},{"$f":"Klimadaten!Q15","v":{"$error":"#VALUE!"}},{"$f":"Klimadaten!N15","v":{"$error":"#N/A"}},{"$error":"#VALUE!"},0,{"$error":"#DIV/0!"},37,-15,-15,0,-15,{"$error":"#VALUE!"},{"$error":"#VALUE!"},{"$error":"#VALUE!"},{"$error":"#VALUE!"},{"$error":"#VALUE!"},{"$error":"#VALUE!"},{"$error":"#VALUE!"},-15,-15,0,-15,{"$error":"#VALUE!"},{"$error":"#VALUE!"},9,{"$f":"IF($E$34=$D$34,MIN(AbsFeuchte(Z129,100%,$N$17),R129),MIN(AbsFeuchte(Z129,100%,$N$17),X129))","v":{"$error":"#VALUE!"}},{"$error":"#VALUE!"},9,9,31.719059999999999,9,{"$error":"#VALUE!"},{"$error":"#VALUE!"},{"$error":"#VALUE!"},{"$error":"#VALUE!"},9,{"$error":"#VALUE!"},{"$error":"#VALUE!"},{"$error":"#VALUE!"},{"$error":"#VALUE!"},{"$error":"#VALUE!"},{"$error":"#VALUE!"},{"$error":"#VALUE!"},{"$error":"#VALUE!"},{"$error":"#VALUE!"},{"$error":"#VALUE!"},{"$error":"#VALUE!"},{"$error":"#VALUE!"},1,0,1,0,{"$f":"IF($E$34=$D$34,IF(AW129=1,Fall1Tzul(AX129,AY129,BJ129,Q129),0),IF(AW129=1,Fall1Tzul(AX129,AY129,BJ129,W129),0))","v":{"$error":"#VALUE!"}},{"$f":"IF($E$34=$D$34,IF(AW129=1,Fall1xzul(AX129,AY129,BL129,R129),0),IF(AW129=1,Fall1xzul(AX129,AY129,BL129,X129),0))","v":{"$error":"#VALUE!"}},{"$f":"IF($E$34=$D$34,IF(AW129=2,Fall2Tzul(AX129, AZ129, BJ129,Q129, Z129),0),IF(AW129=2,Fall2Tzul(AX129, AZ129, BJ129,W129, Z129),0))","v":{"$error":"#VALUE!"}},{"$f":"IF($E$34=$D$34,IF(AW129=2,Fall2xzul(AX129,AZ129,BL129,R129,AA129),0),IF(AW129=2,Fall2xzul(AX129,AZ129,BL129,X129,AA129),0))","v":{"$error":"#VALUE!"}},{"$error":"#VALUE!"},{"$error":"#VALUE!"},{"$error":"#VALUE!"},{"$error":"#VALUE!"},22,{"$error":"#VALUE!"},{"$f":"AbsFeuchte(BJ129,BK129,$N$17)","v":{"$error":"#VALUE!"}},{"$error":"#VALUE!"},{"$error":"#VALUE!"},{"$error":"#VALUE!"},{"$error":"#VALUE!"},{"$error":"#VALUE!"},24,{"$error":"#VALUE!"},{"$f":"AbsFeuchte(BR129,BS129,$N$17)","v":{"$error":"#VALUE!"}},{"$f":"IF($I$19=0,IF(E$11=$S$8,BR129+$N$16,BR129),IF(E$11=$S$8,BR129+$N$16+#REF!,BR129+$I$19))","v":24},{"$error":"#VALUE!"},{"$error":"#VALUE!"},{"$error":"#VALUE!"},{"$error":"#VALUE!"},{"$error":"#VALUE!"},0,0,{"$error":"#VALUE!"},{"$error":"#N/A"},{"$error":"#DIV/0!"},{"$error":"#DIV/0!"},{"$error":"#DIV/0!"},{"$error":"#VALUE!"},{"$error":"#VALUE!"},{"$error":"#DIV/0!"},{"$error":"#DIV/0!"},{"$error":"#VALUE!"},0,{"$error":"#VALUE!"},{"$error":"#VALUE!"},{"$error":"#N/A"},{"$error":"#N/A"},{"$error":"#N/A"},{"$error":"#N/A"},{"$error":"#N/A"},{"$error":"#N/A"},{"$error":"#N/A"},{"$error":"#DIV/0!"},{"$error":"#VALUE!"},22,{"$error":"#VALUE!"},-15,{"$error":"#DIV/0!"},{"$error":"#DIV/0!"}]
[-14,{"$f":"Klimadaten!O16/168*L$59","v":{"$error":"#N/A"}},{"$f":"Klimadaten!Q16","v":{"$error":"#VALUE!"}},{"$f":"Klimadaten!N16","v":{"$error":"#N/A"}},{"$error":"#VALUE!"},0,{"$error":"#DIV/0!"},36,-14,-14,0,-14,{"$error":"#VALUE!"},{"$error":"#VALUE!"},{"$error":"#VALUE!"},{"$error":"#VALUE!"},{"$error":"#VALUE!"},{"$error":"#VALUE!"},{"$error":"#VALUE!"},-14,-14,0,-14,{"$error":"#VALUE!"},{"$error":"#VALUE!"},9,{"$f":"IF($E$34=$D$34,MIN(AbsFeuchte(Z130,100%,$N$17),R130),MIN(AbsFeuchte(Z130,100%,$N$17),X130))","v":{"$error":"#VALUE!"}},{"$error":"#VALUE!"},9,10,34.237400000000001,9,{"$error":"#VALUE!"},{"$error":"#VALUE!"},{"$error":"#VALUE!"},{"$error":"#VALUE!"},9,{"$error":"#VALUE!"},{"$error":"#VALUE!"},{"$error":"#VALUE!"},{"$error":"#VALUE!"},{"$error":"#VALUE!"},{"$error":"#VALUE!"},{"$error":"#VALUE!"},{"$error":"#VALUE!"},{"$error":"#VALUE!"},{"$error":"#VALUE!"},{"$error":"#VALUE!"},{"$error":"#VALUE!"},1,0,1,0,{"$f":"IF($E$34=$D$34,IF(AW130=1,Fall1Tzul(AX130,AY130,BJ130,Q130),0),IF(AW130=1,Fall1Tzul(AX130,AY130,BJ130,W130),0))","v":{"$error":"#VALUE!"}},{"$f":"IF($E$34=$D$34,IF(AW130=1,Fall1xzul(AX130,AY130,BL130,R130),0),IF(AW130=1,Fall1xzul(AX130,AY130,BL130,X130),0))","v":{"$error":"#VALUE!"}},{"$f":"IF($E$34=$D$34,IF(AW130=2,Fall2Tzul(AX130, AZ130, BJ130,Q130, Z130),0),IF(AW130=2,Fall2Tzul(AX130, AZ130, BJ130,W130, Z130),0))","v":{"$error":"#VALUE!"}},{"$f":"IF($E$34=$D$34,IF(AW130=2,Fall2xzul(AX130,AZ130,BL130,R130,AA130),0),IF(AW130=2,Fall2xzul(AX130,AZ130,BL130,X130,AA130),0))","v":{"$error":"#VALUE!"}},{"$error":"#VALUE!"},{"$error":"#VALUE!"},{"$error":"#VALUE!"},{"$error":"#VALUE!"},22,{"$error":"#VALUE!"},{"$f":"AbsFeuchte(BJ130,BK130,$N$17)","v":{"$error":"#VALUE!"}},{"$error":"#VALUE!"},{"$error":"#VALUE!"},{"$error":"#VALUE!"},{"$error":"#VALUE!"},{"$error":"#VALUE!"},24,{"$error":"#VALUE!"},{"$f":"AbsFeuchte(BR130,BS130,$N$17)","v":{"$error":"#VALUE!"}},{"$f":"IF($I$19=0,IF(E$11=$S$8,BR130+$N$16,BR130),IF(E$11=$S$8,BR130+$N$16+#REF!,BR130+$I$19))","v":24},{"$error":"#VALUE!"},{"$error":"#VALUE!"},{"$error":"#VALUE!"},{"$error":"#VALUE!"},{"$error":"#VALUE!"},0,0,{"$error":"#VALUE!"},{"$error":"#N/A"},{"$error":"#DIV/0!"},{"$error":"#DIV/0!"},{"$error":"#DIV/0!"},{"$error":"#VALUE!"},{"$error":"#VALUE!"},{"$error":"#DIV/0!"},{"$error":"#DIV/0!"},{"$error":"#VALUE!"},0,{"$error":"#VALUE!"},{"$error":"#VALUE!"},{"$error":"#N/A"},{"$error":"#N/A"},{"$error":"#N/A"},{"$error":"#N/A"},{"$error":"#N/A"},{"$error":"#N/A"},{"$error":"#N/A"},{"$error":"#DIV/0!"},{"$error":"#VALUE!"},22,{"$error":"#VALUE!"},-14,{"$error":"#DIV/0!"},{"$error":"#DIV/0!"}]
[-13,{"$f":"Klimadaten!O17/168*L$59","v":{"$error":"#N/A"}},{"$f":"Klimadaten!Q17","v":{"$error":"#VALUE!"}},{"$f":"Klimadaten!N17","v":{"$error":"#N/A"}},{"$error":"#VALUE!"},0,{"$error":"#DIV/0!"},35,-13,-13,0,-13,{"$error":"#VALUE!"},{"$error":"#VALUE!"},{"$error":"#VALUE!"},{"$error":"#VALUE!"},{"$error":"#VALUE!"},{"$error":"#VALUE!"},{"$error":"#VALUE!"},-13,-13,0,-13,{"$error":"#VALUE!"},{"$error":"#VALUE!"},9,{"$f":"IF($E$34=$D$34,MIN(AbsFeuchte(Z131,100%,$N$17),R131),MIN(AbsFeuchte(Z131,100%,$N$17),X131))","v":{"$error":"#VALUE!"}},{"$error":"#VALUE!"},9,11,36.755739999999996,9,{"$error":"#VALUE!"},{"$error":"#VALUE!"},{"$error":"#VALUE!"},{"$error":"#VALUE!"},9,{"$error":"#VALUE!"},{"$error":"#VALUE!"},{"$error":"#VALUE!"},{"$error":"#VALUE!"},{"$error":"#VALUE!"},{"$error":"#VALUE!"},{"$error":"#VALUE!"},{"$error":"#VALUE!"},{"$error":"#VALUE!"},{"$error":"#VALUE!"},{"$error":"#VALUE!"},{"$error":"#VALUE!"},1,0,1,0,{"$f":"IF($E$34=$D$34,IF(AW131=1,Fall1Tzul(AX131,AY131,BJ131,Q131),0),IF(AW131=1,Fall1Tzul(AX131,AY131,BJ131,W131),0))","v":{"$error":"#VALUE!"}},{"$f":"IF($E$34=$D$34,IF(AW131=1,Fall1xzul(AX131,AY131,BL131,R131),0),IF(AW131=1,Fall1xzul(AX131,AY131,BL131,X131),0))","v":{"$error":"#VALUE!"}},{"$f":"IF($E$34=$D$34,IF(AW131=2,Fall2Tzul(AX131, AZ131, BJ131,Q131, Z131),0),IF(AW131=2,Fall2Tzul(AX131, AZ131, BJ131,W131, Z131),0))","v":{"$error":"#VALUE!"}},{"$f":"IF($E$34=$D$34,IF(AW131=2,Fall2xzul(AX131,AZ131,BL131,R131,AA131),0),IF(AW131=2,Fall2xzul(AX131,AZ131,BL131,X131,AA131),0))","v":{"$error":"#VALUE!"}},{"$error":"#VALUE!"},{"$error":"#VALUE!"},{"$error":"#VALUE!"},{"$error":"#VALUE!"},22,{"$error":"#VALUE!"},{"$f":"AbsFeuchte(BJ131,BK131,$N$17)","v":{"$error":"#VALUE!"}},{"$error":"#VALUE!"},{"$error":"#VALUE!"},{"$error":"#VALUE!"},{"$error":"#VALUE!"},{"$error":"#VALUE!"},24,{"$error":"#VALUE!"},{"$f":"AbsFeuchte(BR131,BS131,$N$17)","v":{"$error":"#VALUE!"}},{"$f":"IF($I$19=0,IF(E$11=$S$8,BR131+$N$16,BR131),IF(E$11=$S$8,BR131+$N$16+#REF!,BR131+$I$19))","v":24},{"$error":"#VALUE!"},{"$error":"#VALUE!"},{"$error":"#VALUE!"},{"$error":"#VALUE!"},{"$error":"#VALUE!"},0,0,{"$error":"#VALUE!"},{"$error":"#N/A"},{"$error":"#DIV/0!"},{"$error":"#DIV/0!"},{"$error":"#DIV/0!"},{"$error":"#VALUE!"},{"$error":"#VALUE!"},{"$error":"#DIV/0!"},{"$error":"#DIV/0!"},{"$error":"#VALUE!"},0,{"$error":"#VALUE!"},{"$error":"#VALUE!"},{"$error":"#N/A"},{"$error":"#N/A"},{"$error":"#N/A"},{"$error":"#N/A"},{"$error":"#N/A"},{"$error":"#N/A"},{"$error":"#N/A"},{"$error":"#DIV/0!"},{"$error":"#VALUE!"},22,{"$error":"#VALUE!"},-13,{"$error":"#DIV/0!"},{"$error":"#DIV/0!"}]
[-12,{"$f":"Klimadaten!O18/168*L$59","v":{"$error":"#N/A"}},{"$f":"Klimadaten!Q18","v":{"$error":"#VALUE!"}},{"$f":"Klimadaten!N18","v":{"$error":"#N/A"}},{"$error":"#VALUE!"},0,{"$error":"#DIV/0!"},34,-12,-12,0,-12,{"$error":"#VALUE!"},{"$error":"#VALUE!"},{"$error":"#VALUE!"},{"$error":"#VALUE!"},{"$error":"#VALUE!"},{"$error":"#VALUE!"},{"$error":"#VALUE!"},-12,-12,0,-12,{"$f":"(M132*(1-$V132)+BW132*$V132)","v":{"$error":"#VALUE!"}},{"$error":"#VALUE!"},9,{"$f":"IF($E$34=$D$34,MIN(AbsFeuchte(Z132,100%,$N$17),R132),MIN(AbsFeuchte(Z132,100%,$N$17),X132))","v":{"$error":"#VALUE!"}},{"$error":"#VALUE!"},9,12,39.274079999999998,9,{"$error":"#VALUE!"},{"$error":"#VALUE!"},{"$error":"#VALUE!"},{"$error":"#VALUE!"},9,{"$error":"#VALUE!"},{"$error":"#VALUE!"},{"$error":"#VALUE!"},{"$error":"#VALUE!"},{"$error":"#VALUE!"},{"$error":"#VALUE!"},{"$error":"#VALUE!"},{"$error":"#VALUE!"},{"$error":"#VALUE!"},{"$error":"#VALUE!"},{"$error":"#VALUE!"},{"$error":"#VALUE!"},1,0,1,0,{"$f":"IF($E$34=$D$34,IF(AW132=1,Fall1Tzul(AX132,AY132,BJ132,Q132),0),IF(AW132=1,Fall1Tzul(AX132,AY132,BJ132,W132),0))","v":{"$error":"#VALUE!"}},{"$f":"IF($E$34=$D$34,IF(AW132=1,Fall1xzul(AX132,AY132,BL132,R132),0),IF(AW132=1,Fall1xzul(AX132,AY132,BL132,X132),0))","v":{"$error":"#VALUE!"}},{"$f":"IF($E$34=$D$34,IF(AW132=2,Fall2Tzul(AX132, AZ132, BJ132,Q132, Z132),0),IF(AW132=2,Fall2Tzul(AX132, AZ132, BJ132,W132, Z132),0))","v":{"$error":"#VALUE!"}},{"$f":"IF($E$34=$D$34,IF(AW132=2,Fall2xzul(AX132,AZ132,BL132,R132,AA132),0),IF(AW132=2,Fall2xzul(AX132,AZ132,BL132,X132,AA132),0))","v":{"$error":"#VALUE!"}},{"$error":"#VALUE!"},{"$error":"#VALUE!"},{"$error":"#VALUE!"},{"$error":"#VALUE!"},22,{"$error":"#VALUE!"},{"$f":"AbsFeuchte(BJ132,BK132,$N$17)","v":{"$error":"#VALUE!"}},{"$error":"#VALUE!"},{"$error":"#VALUE!"},{"$error":"#VALUE!"},{"$error":"#VALUE!"},{"$error":"#VALUE!"},24,{"$error":"#VALUE!"},{"$f":"AbsFeuchte(BR132,BS132,$N$17)","v":{"$error":"#VALUE!"}},{"$f":"IF($I$19=0,IF(E$11=$S$8,BR132+$N$16,BR132),IF(E$11=$S$8,BR132+$N$16+#REF!,BR132+$I$19))","v":24},{"$error":"#VALUE!"},{"$error":"#VALUE!"},{"$error":"#VALUE!"},{"$error":"#VALUE!"},{"$error":"#VALUE!"},0,0,{"$error":"#VALUE!"},{"$error":"#N/A"},{"$error":"#DIV/0!"},{"$error":"#DIV/0!"},{"$error":"#DIV/0!"},{"$error":"#VALUE!"},{"$error":"#VALUE!"},{"$error":"#DIV/0!"},{"$error":"#DIV/0!"},{"$error":"#VALUE!"},0,{"$error":"#VALUE!"},{"$error":"#VALUE!"},{"$error":"#N/A"},{"$error":"#N/A"},{"$error":"#N/A"},{"$error":"#N/A"},{"$error":"#N/A"},{"$error":"#N/A"},{"$error":"#N/A"},{"$error":"#DIV/0!"},{"$error":"#VALUE!"},22,{"$error":"#VALUE!"},-12,{"$error":"#DIV/0!"},{"$error":"#DIV/0!"}]
[-11,{"$f":"Klimadaten!O19/168*L$59","v":{"$error":"#N/A"}},{"$f":"Klimadaten!Q19","v":{"$error":"#VALUE!"}},{"$f":"Klimadaten!N19","v":{"$error":"#N/A"}},{"$error":"#VALUE!"},0,{"$error":"#DIV/0!"},33,-11,-11,0,-11,{"$error":"#VALUE!"},{"$error":"#VALUE!"},{"$error":"#VALUE!"},{"$error":"#VALUE!"},{"$error":"#VALUE!"},{"$error":"#VALUE!"},{"$error":"#VALUE!"},-11,-11,0,-11,{"$error":"#VALUE!"},{"$error":"#VALUE!"},9,{"$f":"IF($E$34=$D$34,MIN(AbsFeuchte(Z133,100%,$N$17),R133),MIN(AbsFeuchte(Z133,100%,$N$17),X133))","v":{"$error":"#VALUE!"}},{"$error":"#VALUE!"},9,13,41.79242,9,{"$error":"#VALUE!"},{"$error":"#VALUE!"},{"$error":"#VALUE!"},{"$error":"#VALUE!"},9,{"$error":"#VALUE!"},{"$error":"#VALUE!"},{"$error":"#VALUE!"},{"$error":"#VALUE!"},{"$error":"#VALUE!"},{"$error":"#VALUE!"},{"$error":"#VALUE!"},{"$error":"#VALUE!"},{"$error":"#VALUE!"},{"$error":"#VALUE!"},{"$error":"#VALUE!"},{"$error":"#VALUE!"},1,0,1,0,{"$f":"IF($E$34=$D$34,IF(AW133=1,Fall1Tzul(AX133,AY133,BJ133,Q133),0),IF(AW133=1,Fall1Tzul(AX133,AY133,BJ133,W133),0))","v":{"$error":"#VALUE!"}},{"$f":"IF($E$34=$D$34,IF(AW133=1,Fall1xzul(AX133,AY133,BL133,R133),0),IF(AW133=1,Fall1xzul(AX133,AY133,BL133,X133),0))","v":{"$error":"#VALUE!"}},{"$f":"IF($E$34=$D$34,IF(AW133=2,Fall2Tzul(AX133, AZ133, BJ133,Q133, Z133),0),IF(AW133=2,Fall2Tzul(AX133, AZ133, BJ133,W133, Z133),0))","v":{"$error":"#VALUE!"}},{"$f":"IF($E$34=$D$34,IF(AW133=2,Fall2xzul(AX133,AZ133,BL133,R133,AA133),0),IF(AW133=2,Fall2xzul(AX133,AZ133,BL133,X133,AA133),0))","v":{"$error":"#VALUE!"}},{"$error":"#VALUE!"},{"$error":"#VALUE!"},{"$error":"#VALUE!"},{"$error":"#VALUE!"},22,{"$error":"#VALUE!"},{"$f":"AbsFeuchte(BJ133,BK133,$N$17)","v":{"$error":"#VALUE!"}},{"$error":"#VALUE!"},{"$error":"#VALUE!"},{"$error":"#VALUE!"},{"$error":"#VALUE!"},{"$error":"#VALUE!"},24,{"$error":"#VALUE!"},{"$f":"AbsFeuchte(BR133,BS133,$N$17)","v":{"$error":"#VALUE!"}},{"$f":"IF($I$19=0,IF(E$11=$S$8,BR133+$N$16,BR133),IF(E$11=$S$8,BR133+$N$16+#REF!,BR133+$I$19))","v":24},{"$error":"#VALUE!"},{"$error":"#VALUE!"},{"$error":"#VALUE!"},{"$error":"#VALUE!"},{"$error":"#VALUE!"},0,0,{"$error":"#VALUE!"},{"$error":"#N/A"},{"$error":"#DIV/0!"},{"$error":"#DIV/0!"},{"$error":"#DIV/0!"},{"$error":"#VALUE!"},{"$error":"#VALUE!"},{"$error":"#DIV/0!"},{"$error":"#DIV/0!"},{"$error":"#VALUE!"},0,{"$error":"#VALUE!"},{"$error":"#VALUE!"},{"$error":"#N/A"},{"$error":"#N/A"},{"$error":"#N/A"},{"$error":"#N/A"},{"$error":"#N/A"},{"$error":"#N/A"},{"$error":"#N/A"},{"$error":"#DIV/0!"},{"$error":"#VALUE!"},22,{"$error":"#VALUE!"},-11,{"$error":"#DIV/0!"},{"$error":"#DIV/0!"}]
[-10,{"$f":"Klimadaten!O20/168*L$59","v":{"$error":"#N/A"}},{"$f":"Klimadaten!Q20","v":{"$error":"#VALUE!"}},{"$f":"Klimadaten!N20","v":{"$error":"#N/A"}},{"$error":"#VALUE!"},0,{"$error":"#DIV/0!"},32,-10,-10,0,-10,{"$error":"#VALUE!"},{"$error":"#VALUE!"},{"$error":"#VALUE!"},{"$error":"#VALUE!"},{"$error":"#VALUE!"},{"$error":"#VALUE!"},{"$error":"#VALUE!"},-10,-10,0,-10,{"$error":"#VALUE!"},{"$error":"#VALUE!"},9,{"$f":"IF($E$34=$D$34,MIN(AbsFeuchte(Z134,100%,$N$17),R134),MIN(AbsFeuchte(Z134,100%,$N$17),X134))","v":{"$error":"#VALUE!"}},{"$error":"#VALUE!"},9,14,44.310760000000002,9,{"$error":"#VALUE!"},{"$error":"#VALUE!"},{"$error":"#VALUE!"},{"$error":"#VALUE!"},9,{"$error":"#VALUE!"},{"$error":"#VALUE!"},{"$error":"#VALUE!"},{"$error":"#VALUE!"},{"$error":"#VALUE!"},{"$error":"#VALUE!"},{"$error":"#VALUE!"},{"$error":"#VALUE!"},{"$error":"#VALUE!"},{"$error":"#VALUE!"},{"$error":"#VALUE!"},{"$error":"#VALUE!"},1,0,1,0,{"$f":"IF($E$34=$D$34,IF(AW134=1,Fall1Tzul(AX134,AY134,BJ134,Q134),0),IF(AW134=1,Fall1Tzul(AX134,AY134,BJ134,W134),0))","v":{"$error":"#VALUE!"}},{"$f":"IF($E$34=$D$34,IF(AW134=1,Fall1xzul(AX134,AY134,BL134,R134),0),IF(AW134=1,Fall1xzul(AX134,AY134,BL134,X134),0))","v":{"$error":"#VALUE!"}},{"$f":"IF($E$34=$D$34,IF(AW134=2,Fall2Tzul(AX134, AZ134, BJ134,Q134, Z134),0),IF(AW134=2,Fall2Tzul(AX134, AZ134, BJ134,W134, Z134),0))","v":{"$error":"#VALUE!"}},{"$f":"IF($E$34=$D$34,IF(AW134=2,Fall2xzul(AX134,AZ134,BL134,R134,AA134),0),IF(AW134=2,Fall2xzul(AX134,AZ134,BL134,X134,AA134),0))","v":{"$error":"#VALUE!"}},{"$error":"#VALUE!"},{"$error":"#VALUE!"},{"$error":"#VALUE!"},{"$error":"#VALUE!"},22,{"$error":"#VALUE!"},{"$f":"AbsFeuchte(BJ134,BK134,$N$17)","v":{"$error":"#VALUE!"}},{"$error":"#VALUE!"},{"$error":"#VALUE!"},{"$error":"#VALUE!"},{"$error":"#VALUE!"},{"$error":"#VALUE!"},24,{"$error":"#VALUE!"},{"$f":"AbsFeuchte(BR134,BS134,$N$17)","v":{"$error":"#VALUE!"}},{"$f":"IF($I$19=0,IF(E$11=$S$8,BR134+$N$16,BR134),IF(E$11=$S$8,BR134+$N$16+#REF!,BR134+$I$19))","v":24},{"$error":"#VALUE!"},{"$error":"#VALUE!"},{"$error":"#VALUE!"},{"$error":"#VALUE!"},{"$error":"#VALUE!"},0,0,{"$error":"#VALUE!"},{"$error":"#N/A"},{"$error":"#DIV/0!"},{"$error":"#DIV/0!"},{"$error":"#DIV/0!"},{"$error":"#VALUE!"},{"$error":"#VALUE!"},{"$error":"#DIV/0!"},{"$error":"#DIV/0!"},{"$error":"#VALUE!"},0,{"$error":"#VALUE!"},{"$error":"#VALUE!"},{"$error":"#N/A"},{"$error":"#N/A"},{"$error":"#N/A"},{"$error":"#N/A"},{"$error":"#N/A"},{"$error":"#N/A"},{"$error":"#N/A"},{"$error":"#DIV/0!"},{"$error":"#VALUE!"},22,{"$error":"#VALUE!"},-10,{"$error":"#DIV/0!"},{"$error":"#DIV/0!"}]
[-9,{"$f":"Klimadaten!O21/168*L$59","v":{"$error":"#N/A"}},{"$f":"Klimadaten!Q21","v":{"$error":"#VALUE!"}},{"$f":"Klimadaten!N21","v":{"$error":"#N/A"}},{"$error":"#VALUE!"},0,{"$error":"#DIV/0!"},31,-9,-9,0,-9,{"$error":"#VALUE!"},{"$error":"#VALUE!"},{"$error":"#VALUE!"},{"$error":"#VALUE!"},{"$error":"#VALUE!"},{"$error":"#VALUE!"},{"$error":"#VALUE!"},-9,-9,0,-9,{"$error":"#VALUE!"},{"$error":"#VALUE!"},9,{"$f":"IF($E$34=$D$34,MIN(AbsFeuchte(Z135,100%,$N$17),R135),MIN(AbsFeuchte(Z135,100%,$N$17),X135))","v":{"$error":"#VALUE!"}},{"$error":"#VALUE!"},9,15,46.829099999999997,9,{"$error":"#VALUE!"},{"$error":"#VALUE!"},{"$error":"#VALUE!"},{"$error":"#VALUE!"},9,{"$error":"#VALUE!"},{"$error":"#VALUE!"},{"$error":"#VALUE!"},{"$error":"#VALUE!"},{"$error":"#VALUE!"},{"$error":"#VALUE!"},{"$error":"#VALUE!"},{"$error":"#VALUE!"},{"$error":"#VALUE!"},{"$error":"#VALUE!"},{"$error":"#VALUE!"},{"$error":"#VALUE!"},1,0,1,0,{"$f":"IF($E$34=$D$34,IF(AW135=1,Fall1Tzul(AX135,AY135,BJ135,Q135),0),IF(AW135=1,Fall1Tzul(AX135,AY135,BJ135,W135),0))","v":{"$error":"#VALUE!"}},{"$f":"IF($E$34=$D$34,IF(AW135=1,Fall1xzul(AX135,AY135,BL135,R135),0),IF(AW135=1,Fall1xzul(AX135,AY135,BL135,X135),0))","v":{"$error":"#VALUE!"}},{"$f":"IF($E$34=$D$34,IF(AW135=2,Fall2Tzul(AX135, AZ135, BJ135,Q135, Z135),0),IF(AW135=2,Fall2Tzul(AX135, AZ135, BJ135,W135, Z135),0))","v":{"$error":"#VALUE!"}},{"$f":"IF($E$34=$D$34,IF(AW135=2,Fall2xzul(AX135,AZ135,BL135,R135,AA135),0),IF(AW135=2,Fall2xzul(AX135,AZ135,BL135,X135,AA135),0))","v":{"$error":"#VALUE!"}},{"$error":"#VALUE!"},{"$error":"#VALUE!"},{"$error":"#VALUE!"},{"$error":"#VALUE!"},22,{"$error":"#VALUE!"},{"$f":"AbsFeuchte(BJ135,BK135,$N$17)","v":{"$error":"#VALUE!"}},{"$error":"#VALUE!"},{"$error":"#VALUE!"},{"$error":"#VALUE!"},{"$error":"#VALUE!"},{"$error":"#VALUE!"},24,{"$error":"#VALUE!"},{"$f":"AbsFeuchte(BR135,BS135,$N$17)","v":{"$error":"#VALUE!"}},{"$f":"IF($I$19=0,IF(E$11=$S$8,BR135+$N$16,BR135),IF(E$11=$S$8,BR135+$N$16+#REF!,BR135+$I$19))","v":24},{"$error":"#VALUE!"},{"$error":"#VALUE!"},{"$error":"#VALUE!"},{"$error":"#VALUE!"},{"$error":"#VALUE!"},0,0,{"$error":"#VALUE!"},{"$error":"#N/A"},{"$error":"#DIV/0!"},{"$error":"#DIV/0!"},{"$error":"#DIV/0!"},{"$error":"#VALUE!"},{"$error":"#VALUE!"},{"$error":"#DIV/0!"},{"$error":"#DIV/0!"},{"$error":"#VALUE!"},0,{"$error":"#VALUE!"},{"$error":"#VALUE!"},{"$error":"#N/A"},{"$error":"#N/A"},{"$error":"#N/A"},{"$error":"#N/A"},{"$error":"#N/A"},{"$error":"#N/A"},{"$error":"#N/A"},{"$error":"#DIV/0!"},{"$error":"#VALUE!"},22,{"$error":"#VALUE!"},-9,{"$error":"#DIV/0!"},{"$error":"#DIV/0!"}]
[-8,{"$f":"Klimadaten!O22/168*L$59","v":{"$error":"#N/A"}},{"$f":"Klimadaten!Q22","v":{"$error":"#VALUE!"}},{"$f":"Klimadaten!N22","v":{"$error":"#N/A"}},{"$error":"#VALUE!"},0,{"$error":"#DIV/0!"},30,-8,-8,0,-8,{"$error":"#VALUE!"},{"$error":"#VALUE!"},{"$error":"#VALUE!"},{"$error":"#VALUE!"},{"$error":"#VALUE!"},{"$error":"#VALUE!"},{"$error":"#VALUE!"},-8,-8,0,-8,{"$error":"#VALUE!"},{"$error":"#VALUE!"},9,{"$f":"IF($E$34=$D$34,MIN(AbsFeuchte(Z136,100%,$N$17),R136),MIN(AbsFeuchte(Z136,100%,$N$17),X136))","v":{"$error":"#VALUE!"}},{"$error":"#VALUE!"},9,16,49.347439999999999,9,{"$error":"#VALUE!"},{"$error":"#VALUE!"},{"$error":"#VALUE!"},{"$error":"#VALUE!"},9,{"$error":"#VALUE!"},{"$error":"#VALUE!"},{"$error":"#VALUE!"},{"$error":"#VALUE!"},{"$error":"#VALUE!"},{"$error":"#VALUE!"},{"$error":"#VALUE!"},{"$error":"#VALUE!"},{"$error":"#VALUE!"},{"$error":"#VALUE!"},{"$error":"#VALUE!"},{"$error":"#VALUE!"},1,0,1,0,{"$f":"IF($E$34=$D$34,IF(AW136=1,Fall1Tzul(AX136,AY136,BJ136,Q136),0),IF(AW136=1,Fall1Tzul(AX136,AY136,BJ136,W136),0))","v":{"$error":"#VALUE!"}},{"$f":"IF($E$34=$D$34,IF(AW136=1,Fall1xzul(AX136,AY136,BL136,R136),0),IF(AW136=1,Fall1xzul(AX136,AY136,BL136,X136),0))","v":{"$error":"#VALUE!"}},{"$f":"IF($E$34=$D$34,IF(AW136=2,Fall2Tzul(AX136, AZ136, BJ136,Q136, Z136),0),IF(AW136=2,Fall2Tzul(AX136, AZ136, BJ136,W136, Z136),0))","v":{"$error":"#VALUE!"}},{"$f":"IF($E$34=$D$34,IF(AW136=2,Fall2xzul(AX136,AZ136,BL136,R136,AA136),0),IF(AW136=2,Fall2xzul(AX136,AZ136,BL136,X136,AA136),0))","v":{"$error":"#VALUE!"}},{"$error":"#VALUE!"},{"$error":"#VALUE!"},{"$error":"#VALUE!"},{"$error":"#VALUE!"},22,{"$error":"#VALUE!"},{"$f":"AbsFeuchte(BJ136,BK136,$N$17)","v":{"$error":"#VALUE!"}},{"$error":"#VALUE!"},{"$error":"#VALUE!"},{"$error":"#VALUE!"},{"$error":"#VALUE!"},{"$error":"#VALUE!"},24,{"$error":"#VALUE!"},{"$f":"AbsFeuchte(BR136,BS136,$N$17)","v":{"$error":"#VALUE!"}},{"$f":"IF($I$19=0,IF(E$11=$S$8,BR136+$N$16,BR136),IF(E$11=$S$8,BR136+$N$16+#REF!,BR136+$I$19))","v":24},{"$error":"#VALUE!"},{"$error":"#VALUE!"},{"$error":"#VALUE!"},{"$error":"#VALUE!"},{"$error":"#VALUE!"},0,0,{"$error":"#VALUE!"},{"$error":"#N/A"},{"$error":"#DIV/0!"},{"$error":"#DIV/0!"},{"$error":"#DIV/0!"},{"$error":"#VALUE!"},{"$error":"#VALUE!"},{"$error":"#DIV/0!"},{"$error":"#DIV/0!"},{"$error":"#VALUE!"},0,{"$error":"#VALUE!"},{"$error":"#VALUE!"},{"$error":"#N/A"},{"$error":"#N/A"},{"$error":"#N/A"},{"$error":"#N/A"},{"$error":"#N/A"},{"$error":"#N/A"},{"$error":"#N/A"},{"$error":"#DIV/0!"},{"$error":"#VALUE!"},22,{"$error":"#VALUE!"},-8,{"$error":"#DIV/0!"},{"$error":"#DIV/0!"}]
[-7,{"$f":"Klimadaten!O23/168*L$59","v":{"$error":"#N/A"}},{"$f":"Klimadaten!Q23","v":{"$error":"#VALUE!"}},{"$f":"Klimadaten!N23","v":{"$error":"#N/A"}},{"$error":"#VALUE!"},0,{"$error":"#DIV/0!"},29,-7,-7,0,-7,{"$error":"#VALUE!"},{"$error":"#VALUE!"},{"$error":"#VALUE!"},{"$error":"#VALUE!"},{"$error":"#VALUE!"},{"$error":"#VALUE!"},{"$error":"#VALUE!"},-7,-7,0,-7,{"$error":"#VALUE!"},{"$error":"#VALUE!"},9,{"$f":"IF($E$34=$D$34,MIN(AbsFeuchte(Z137,100%,$N$17),R137),MIN(AbsFeuchte(Z137,100%,$N$17),X137))","v":{"$error":"#VALUE!"}},{"$error":"#VALUE!"},9,17,51.865780000000001,9,{"$error":"#VALUE!"},{"$error":"#VALUE!"},{"$error":"#VALUE!"},{"$error":"#VALUE!"},9,{"$error":"#VALUE!"},{"$error":"#VALUE!"},{"$error":"#VALUE!"},{"$error":"#VALUE!"},{"$error":"#VALUE!"},{"$error":"#VALUE!"},{"$error":"#VALUE!"},{"$error":"#VALUE!"},{"$error":"#VALUE!"},{"$error":"#VALUE!"},{"$error":"#VALUE!"},{"$error":"#VALUE!"},1,0,1,0,{"$f":"IF($E$34=$D$34,IF(AW137=1,Fall1Tzul(AX137,AY137,BJ137,Q137),0),IF(AW137=1,Fall1Tzul(AX137,AY137,BJ137,W137),0))","v":{"$error":"#VALUE!"}},{"$f":"IF($E$34=$D$34,IF(AW137=1,Fall1xzul(AX137,AY137,BL137,R137),0),IF(AW137=1,Fall1xzul(AX137,AY137,BL137,X137),0))","v":{"$error":"#VALUE!"}},{"$f":"IF($E$34=$D$34,IF(AW137=2,Fall2Tzul(AX137, AZ137, BJ137,Q137, Z137),0),IF(AW137=2,Fall2Tzul(AX137, AZ137, BJ137,W137, Z137),0))","v":{"$error":"#VALUE!"}},{"$f":"IF($E$34=$D$34,IF(AW137=2,Fall2xzul(AX137,AZ137,BL137,R137,AA137),0),IF(AW137=2,Fall2xzul(AX137,AZ137,BL137,X137,AA137),0))","v":{"$error":"#VALUE!"}},{"$error":"#VALUE!"},{"$error":"#VALUE!"},{"$error":"#VALUE!"},{"$error":"#VALUE!"},22,{"$error":"#VALUE!"},{"$f":"AbsFeuchte(BJ137,BK137,$N$17)","v":{"$error":"#VALUE!"}},{"$error":"#VALUE!"},{"$error":"#VALUE!"},{"$error":"#VALUE!"},{"$error":"#VALUE!"},{"$error":"#VALUE!"},24,{"$error":"#VALUE!"},{"$f":"AbsFeuchte(BR137,BS137,$N$17)","v":{"$error":"#VALUE!"}},{"$f":"IF($I$19=0,IF(E$11=$S$8,BR137+$N$16,BR137),IF(E$11=$S$8,BR137+$N$16+#REF!,BR137+$I$19))","v":24},{"$error":"#VALUE!"},{"$error":"#VALUE!"},{"$error":"#VALUE!"},{"$error":"#VALUE!"},{"$error":"#VALUE!"},0,0,{"$error":"#VALUE!"},{"$error":"#N/A"},{"$error":"#DIV/0!"},{"$error":"#DIV/0!"},{"$error":"#DIV/0!"},{"$error":"#VALUE!"},{"$error":"#VALUE!"},{"$error":"#DIV/0!"},{"$error":"#DIV/0!"},{"$error":"#VALUE!"},0,{"$error":"#VALUE!"},{"$error":"#VALUE!"},{"$error":"#N/A"},{"$error":"#N/A"},{"$error":"#N/A"},{"$error":"#N/A"},{"$error":"#N/A"},{"$error":"#N/A"},{"$error":"#N/A"},{"$error":"#DIV/0!"},{"$error":"#VALUE!"},{"$f":"IF(I137=0,CY138,BJ137)","v":22},{"$error":"#VALUE!"},-7,{"$error":"#DIV/0!"},{"$error":"#DIV/0!"}]
[-6,{"$f":"Klimadaten!O24/168*L$59","v":{"$error":"#N/A"}},{"$f":"Klimadaten!Q24","v":{"$error":"#VALUE!"}},{"$f":"Klimadaten!N24","v":{"$error":"#N/A"}},{"$error":"#VALUE!"},0,{"$error":"#DIV/0!"},28,-6,-6,0,-6,{"$error":"#VALUE!"},{"$error":"#VALUE!"},{"$error":"#VALUE!"},{"$error":"#VALUE!"},{"$error":"#VALUE!"},{"$error":"#VALUE!"},{"$error":"#VALUE!"},-6,-6,0,-6,{"$error":"#VALUE!"},{"$error":"#VALUE!"},9,{"$f":"IF($E$34=$D$34,MIN(AbsFeuchte(Z138,100%,$N$17),R138),MIN(AbsFeuchte(Z138,100%,$N$17),X138))","v":{"$error":"#VALUE!"}},{"$error":"#VALUE!"},9,18,54.384119999999996,9,{"$error":"#VALUE!"},{"$error":"#VALUE!"},{"$error":"#VALUE!"},{"$error":"#VALUE!"},9,{"$error":"#VALUE!"},{"$error":"#VALUE!"},{"$error":"#VALUE!"},{"$error":"#VALUE!"},{"$error":"#VALUE!"},{"$error":"#VALUE!"},{"$error":"#VALUE!"},{"$error":"#VALUE!"},{"$error":"#VALUE!"},{"$error":"#VALUE!"},{"$error":"#VALUE!"},{"$error":"#VALUE!"},1,0,1,0,{"$f":"IF($E$34=$D$34,IF(AW138=1,Fall1Tzul(AX138,AY138,BJ138,Q138),0),IF(AW138=1,Fall1Tzul(AX138,AY138,BJ138,W138),0))","v":{"$error":"#VALUE!"}},{"$f":"IF($E$34=$D$34,IF(AW138=1,Fall1xzul(AX138,AY138,BL138,R138),0),IF(AW138=1,Fall1xzul(AX138,AY138,BL138,X138),0))","v":{"$error":"#VALUE!"}},{"$f":"IF($E$34=$D$34,IF(AW138=2,Fall2Tzul(AX138, AZ138, BJ138,Q138, Z138),0),IF(AW138=2,Fall2Tzul(AX138, AZ138, BJ138,W138, Z138),0))","v":{"$error":"#VALUE!"}},{"$f":"IF($E$34=$D$34,IF(AW138=2,Fall2xzul(AX138,AZ138,BL138,R138,AA138),0),IF(AW138=2,Fall2xzul(AX138,AZ138,BL138,X138,AA138),0))","v":{"$error":"#VALUE!"}},{"$error":"#VALUE!"},{"$error":"#VALUE!"},{"$error":"#VALUE!"},{"$error":"#VALUE!"},22,{"$error":"#VALUE!"},{"$f":"AbsFeuchte(BJ138,BK138,$N$17)","v":{"$error":"#VALUE!"}},{"$error":"#VALUE!"},{"$error":"#VALUE!"},{"$error":"#VALUE!"},{"$error":"#VALUE!"},{"$error":"#VALUE!"},24,{"$error":"#VALUE!"},{"$f":"AbsFeuchte(BR138,BS138,$N$17)","v":{"$error":"#VALUE!"}},{"$f":"IF($I$19=0,IF(E$11=$S$8,BR138+$N$16,BR138),IF(E$11=$S$8,BR138+$N$16+#REF!,BR138+$I$19))","v":24},{"$error":"#VALUE!"},{"$error":"#VALUE!"},{"$error":"#VALUE!"},{"$error":"#VALUE!"},{"$error":"#VALUE!"},0,0,{"$error":"#VALUE!"},{"$error":"#N/A"},{"$error":"#DIV/0!"},{"$error":"#DIV/0!"},{"$error":"#DIV/0!"},{"$error":"#VALUE!"},{"$error":"#VALUE!"},{"$error":"#DIV/0!"},{"$error":"#DIV/0!"},{"$error":"#VALUE!"},0,{"$error":"#VALUE!"},{"$error":"#VALUE!"},{"$error":"#N/A"},{"$error":"#N/A"},{"$error":"#N/A"},{"$error":"#N/A"},{"$error":"#N/A"},{"$error":"#N/A"},{"$error":"#N/A"},{"$error":"#DIV/0!"},{"$error":"#VALUE!"},{"$f":"IF(I138=0,CY139,BJ138)","v":22},{"$error":"#VALUE!"},-6,{"$error":"#DIV/0!"},{"$error":"#DIV/0!"}]
[-5,{"$f":"Klimadaten!O25/168*L$59","v":{"$error":"#N/A"}},{"$f":"Klimadaten!Q25","v":{"$error":"#VALUE!"}},{"$f":"Klimadaten!N25","v":{"$error":"#N/A"}},{"$error":"#VALUE!"},0,{"$error":"#DIV/0!"},27,-5,-5,0,-5,{"$error":"#VALUE!"},{"$error":"#VALUE!"},{"$error":"#VALUE!"},{"$error":"#VALUE!"},{"$error":"#VALUE!"},{"$error":"#VALUE!"},{"$error":"#VALUE!"},-5,-5,0,-5,{"$error":"#VALUE!"},{"$error":"#VALUE!"},9,{"$f":"IF($E$34=$D$34,MIN(AbsFeuchte(Z139,100%,$N$17),R139),MIN(AbsFeuchte(Z139,100%,$N$17),X139))","v":{"$error":"#VALUE!"}},{"$error":"#VALUE!"},9,19,56.902459999999998,9,{"$error":"#VALUE!"},{"$error":"#VALUE!"},{"$error":"#VALUE!"},{"$error":"#VALUE!"},9,{"$error":"#VALUE!"},{"$error":"#VALUE!"},{"$error":"#VALUE!"},{"$error":"#VALUE!"},{"$error":"#VALUE!"},{"$error":"#VALUE!"},{"$error":"#VALUE!"},{"$error":"#VALUE!"},{"$error":"#VALUE!"},{"$error":"#VALUE!"},{"$error":"#VALUE!"},{"$error":"#VALUE!"},1,0,1,0,{"$f":"IF($E$34=$D$34,IF(AW139=1,Fall1Tzul(AX139,AY139,BJ139,Q139),0),IF(AW139=1,Fall1Tzul(AX139,AY139,BJ139,W139),0))","v":{"$error":"#VALUE!"}},{"$f":"IF($E$34=$D$34,IF(AW139=1,Fall1xzul(AX139,AY139,BL139,R139),0),IF(AW139=1,Fall1xzul(AX139,AY139,BL139,X139),0))","v":{"$error":"#VALUE!"}},{"$f":"IF($E$34=$D$34,IF(AW139=2,Fall2Tzul(AX139, AZ139, BJ139,Q139, Z139),0),IF(AW139=2,Fall2Tzul(AX139, AZ139, BJ139,W139, Z139),0))","v":{"$error":"#VALUE!"}},{"$f":"IF($E$34=$D$34,IF(AW139=2,Fall2xzul(AX139,AZ139,BL139,R139,AA139),0),IF(AW139=2,Fall2xzul(AX139,AZ139,BL139,X139,AA139),0))","v":{"$error":"#VALUE!"}},{"$error":"#VALUE!"},{"$error":"#VALUE!"},{"$error":"#VALUE!"},{"$error":"#VALUE!"},22,{"$error":"#VALUE!"},{"$f":"AbsFeuchte(BJ139,BK139,$N$17)","v":{"$error":"#VALUE!"}},{"$error":"#VALUE!"},{"$error":"#VALUE!"},{"$error":"#VALUE!"},{"$error":"#VALUE!"},{"$error":"#VALUE!"},24,{"$error":"#VALUE!"},{"$f":"AbsFeuchte(BR139,BS139,$N$17)","v":{"$error":"#VALUE!"}},{"$f":"IF($I$19=0,IF(E$11=$S$8,BR139+$N$16,BR139),IF(E$11=$S$8,BR139+$N$16+#REF!,BR139+$I$19))","v":24},{"$error":"#VALUE!"},{"$error":"#VALUE!"},{"$error":"#VALUE!"},{"$error":"#VALUE!"},{"$error":"#VALUE!"},0,0,{"$error":"#VALUE!"},{"$error":"#N/A"},{"$error":"#DIV/0!"},{"$error":"#DIV/0!"},{"$error":"#DIV/0!"},{"$error":"#VALUE!"},{"$error":"#VALUE!"},{"$error":"#DIV/0!"},{"$error":"#DIV/0!"},{"$error":"#VALUE!"},0,{"$error":"#VALUE!"},{"$error":"#VALUE!"},{"$error":"#N/A"},{"$error":"#N/A"},{"$error":"#N/A"},{"$error":"#N/A"},{"$error":"#N/A"},{"$error":"#N/A"},{"$error":"#N/A"},{"$error":"#DIV/0!"},{"$error":"#VALUE!"},22,{"$error":"#VALUE!"},-5,{"$error":"#DIV/0!"},{"$error":"#DIV/0!"}]
[-4,{"$f":"Klimadaten!O26/168*L$59","v":{"$error":"#N/A"}},{"$f":"Klimadaten!Q26","v":{"$error":"#VALUE!"}},{"$f":"Klimadaten!N26","v":{"$error":"#N/A"}},{"$error":"#VALUE!"},0,{"$error":"#DIV/0!"},26,-4,-4,0,-4,{"$error":"#VALUE!"},{"$error":"#VALUE!"},{"$error":"#VALUE!"},{"$error":"#VALUE!"},{"$error":"#VALUE!"},{"$error":"#VALUE!"},{"$error":"#VALUE!"},-4,-4,0,-4,{"$error":"#VALUE!"},{"$error":"#VALUE!"},9,{"$f":"IF($E$34=$D$34,MIN(AbsFeuchte(Z140,100%,$N$17),R140),MIN(AbsFeuchte(Z140,100%,$N$17),X140))","v":{"$error":"#VALUE!"}},{"$error":"#VALUE!"},9,20,59.4208,9,{"$error":"#VALUE!"},{"$error":"#VALUE!"},{"$error":"#VALUE!"},{"$error":"#VALUE!"},9,{"$error":"#VALUE!"},{"$error":"#VALUE!"},{"$error":"#VALUE!"},{"$error":"#VALUE!"},{"$error":"#VALUE!"},{"$error":"#VALUE!"},{"$error":"#VALUE!"},{"$error":"#VALUE!"},{"$error":"#VALUE!"},{"$error":"#VALUE!"},{"$error":"#VALUE!"},{"$error":"#VALUE!"},1,0,1,0,{"$f":"IF($E$34=$D$34,IF(AW140=1,Fall1Tzul(AX140,AY140,BJ140,Q140),0),IF(AW140=1,Fall1Tzul(AX140,AY140,BJ140,W140),0))","v":{"$error":"#VALUE!"}},{"$f":"IF($E$34=$D$34,IF(AW140=1,Fall1xzul(AX140,AY140,BL140,R140),0),IF(AW140=1,Fall1xzul(AX140,AY140,BL140,X140),0))","v":{"$error":"#VALUE!"}},{"$f":"IF($E$34=$D$34,IF(AW140=2,Fall2Tzul(AX140, AZ140, BJ140,Q140, Z140),0),IF(AW140=2,Fall2Tzul(AX140, AZ140, BJ140,W140, Z140),0))","v":{"$error":"#VALUE!"}},{"$f":"IF($E$34=$D$34,IF(AW140=2,Fall2xzul(AX140,AZ140,BL140,R140,AA140),0),IF(AW140=2,Fall2xzul(AX140,AZ140,BL140,X140,AA140),0))","v":{"$error":"#VALUE!"}},{"$error":"#VALUE!"},{"$error":"#VALUE!"},{"$error":"#VALUE!"},{"$error":"#VALUE!"},22,{"$error":"#VALUE!"},{"$f":"AbsFeuchte(BJ140,BK140,$N$17)","v":{"$error":"#VALUE!"}},{"$error":"#VALUE!"},{"$error":"#VALUE!"},{"$error":"#VALUE!"},{"$error":"#VALUE!"},{"$error":"#VALUE!"},24,{"$error":"#VALUE!"},{"$f":"AbsFeuchte(BR140,BS140,$N$17)","v":{"$error":"#VALUE!"}},{"$f":"IF($I$19=0,IF(E$11=$S$8,BR140+$N$16,BR140),IF(E$11=$S$8,BR140+$N$16+#REF!,BR140+$I$19))","v":24},{"$error":"#VALUE!"},{"$error":"#VALUE!"},{"$error":"#VALUE!"},{"$error":"#VALUE!"},{"$error":"#VALUE!"},0,0,{"$error":"#VALUE!"},{"$error":"#N/A"},{"$error":"#DIV/0!"},{"$error":"#DIV/0!"},{"$error":"#DIV/0!"},{"$error":"#VALUE!"},{"$error":"#VALUE!"},{"$error":"#DIV/0!"},{"$error":"#DIV/0!"},{"$error":"#VALUE!"},0,{"$error":"#VALUE!"},{"$error":"#VALUE!"},{"$error":"#N/A"},{"$error":"#N/A"},{"$error":"#N/A"},{"$error":"#N/A"},{"$error":"#N/A"},{"$error":"#N/A"},{"$error":"#N/A"},{"$error":"#DIV/0!"},{"$error":"#VALUE!"},22,{"$error":"#VALUE!"},-4,{"$error":"#DIV/0!"},{"$error":"#DIV/0!"}]
[-3,{"$f":"Klimadaten!O27/168*L$59","v":{"$error":"#N/A"}},{"$f":"Klimadaten!Q27","v":{"$error":"#VALUE!"}},{"$f":"Klimadaten!N27","v":{"$error":"#N/A"}},{"$error":"#VALUE!"},0,{"$error":"#DIV/0!"},25,-3,-3,0,-3,{"$error":"#VALUE!"},{"$error":"#VALUE!"},{"$error":"#VALUE!"},{"$error":"#VALUE!"},{"$error":"#VALUE!"},{"$error":"#VALUE!"},{"$error":"#VALUE!"},-3,-3,0,-3,{"$error":"#VALUE!"},{"$error":"#VALUE!"},9,{"$f":"IF($E$34=$D$34,MIN(AbsFeuchte(Z141,100%,$N$17),R141),MIN(AbsFeuchte(Z141,100%,$N$17),X141))","v":{"$error":"#VALUE!"}},{"$error":"#VALUE!"},9,21,61.939140000000002,9,{"$error":"#VALUE!"},{"$error":"#VALUE!"},{"$error":"#VALUE!"},{"$error":"#VALUE!"},9,{"$error":"#VALUE!"},{"$error":"#VALUE!"},{"$error":"#VALUE!"},{"$error":"#VALUE!"},{"$error":"#VALUE!"},{"$error":"#VALUE!"},{"$error":"#VALUE!"},{"$error":"#VALUE!"},{"$error":"#VALUE!"},{"$error":"#VALUE!"},{"$error":"#VALUE!"},{"$error":"#VALUE!"},1,0,1,0,{"$f":"IF($E$34=$D$34,IF(AW141=1,Fall1Tzul(AX141,AY141,BJ141,Q141),0),IF(AW141=1,Fall1Tzul(AX141,AY141,BJ141,W141),0))","v":{"$error":"#VALUE!"}},{"$f":"IF($E$34=$D$34,IF(AW141=1,Fall1xzul(AX141,AY141,BL141,R141),0),IF(AW141=1,Fall1xzul(AX141,AY141,BL141,X141),0))","v":{"$error":"#VALUE!"}},{"$f":"IF($E$34=$D$34,IF(AW141=2,Fall2Tzul(AX141, AZ141, BJ141,Q141, Z141),0),IF(AW141=2,Fall2Tzul(AX141, AZ141, BJ141,W141, Z141),0))","v":{"$error":"#VALUE!"}},{"$f":"IF($E$34=$D$34,IF(AW141=2,Fall2xzul(AX141,AZ141,BL141,R141,AA141),0),IF(AW141=2,Fall2xzul(AX141,AZ141,BL141,X141,AA141),0))","v":{"$error":"#VALUE!"}},{"$error":"#VALUE!"},{"$error":"#VALUE!"},{"$error":"#VALUE!"},{"$error":"#VALUE!"},22,{"$error":"#VALUE!"},{"$f":"AbsFeuchte(BJ141,BK141,$N$17)","v":{"$error":"#VALUE!"}},{"$error":"#VALUE!"},{"$error":"#VALUE!"},{"$error":"#VALUE!"},{"$error":"#VALUE!"},{"$error":"#VALUE!"},24,{"$error":"#VALUE!"},{"$f":"AbsFeuchte(BR141,BS141,$N$17)","v":{"$error":"#VALUE!"}},{"$f":"IF($I$19=0,IF(E$11=$S$8,BR141+$N$16,BR141),IF(E$11=$S$8,BR141+$N$16+#REF!,BR141+$I$19))","v":24},{"$error":"#VALUE!"},{"$error":"#VALUE!"},{"$error":"#VALUE!"},{"$error":"#VALUE!"},{"$error":"#VALUE!"},0,0,{"$error":"#VALUE!"},{"$error":"#N/A"},{"$error":"#DIV/0!"},{"$error":"#DIV/0!"},{"$error":"#DIV/0!"},{"$error":"#VALUE!"},{"$error":"#VALUE!"},{"$error":"#DIV/0!"},{"$error":"#DIV/0!"},{"$error":"#VALUE!"},0,{"$error":"#VALUE!"},{"$error":"#VALUE!"},{"$error":"#N/A"},{"$error":"#N/A"},{"$error":"#N/A"},{"$error":"#N/A"},{"$error":"#N/A"},{"$error":"#N/A"},{"$error":"#N/A"},{"$error":"#DIV/0!"},{"$error":"#VALUE!"},22,{"$error":"#VALUE!"},-3,{"$error":"#DIV/0!"},{"$error":"#DIV/0!"}]
[-2,{"$f":"Klimadaten!O28/168*L$59","v":{"$error":"#N/A"}},{"$f":"Klimadaten!Q28","v":{"$error":"#VALUE!"}},{"$f":"Klimadaten!N28","v":{"$error":"#N/A"}},{"$error":"#VALUE!"},0,{"$error":"#DIV/0!"},24,-2,-2,0,-2,{"$error":"#VALUE!"},{"$error":"#VALUE!"},{"$error":"#VALUE!"},{"$error":"#VALUE!"},{"$error":"#VALUE!"},{"$error":"#VALUE!"},{"$error":"#VALUE!"},-2,-2,0,-2,{"$error":"#VALUE!"},{"$error":"#VALUE!"},9,{"$f":"IF($E$34=$D$34,MIN(AbsFeuchte(Z142,100%,$N$17),R142),MIN(AbsFeuchte(Z142,100%,$N$17),X142))","v":{"$error":"#VALUE!"}},{"$error":"#VALUE!"},9,22,64.45747999999999,9,{"$error":"#VALUE!"},{"$error":"#VALUE!"},{"$error":"#VALUE!"},{"$error":"#VALUE!"},9,{"$error":"#VALUE!"},{"$error":"#VALUE!"},{"$error":"#VALUE!"},{"$error":"#VALUE!"},{"$error":"#VALUE!"},{"$error":"#VALUE!"},{"$error":"#VALUE!"},{"$error":"#VALUE!"},{"$error":"#VALUE!"},{"$error":"#VALUE!"},{"$error":"#VALUE!"},{"$error":"#VALUE!"},1,0,1,0,{"$f":"IF($E$34=$D$34,IF(AW142=1,Fall1Tzul(AX142,AY142,BJ142,Q142),0),IF(AW142=1,Fall1Tzul(AX142,AY142,BJ142,W142),0))","v":{"$error":"#VALUE!"}},{"$f":"IF($E$34=$D$34,IF(AW142=1,Fall1xzul(AX142,AY142,BL142,R142),0),IF(AW142=1,Fall1xzul(AX142,AY142,BL142,X142),0))","v":{"$error":"#VALUE!"}},{"$f":"IF($E$34=$D$34,IF(AW142=2,Fall2Tzul(AX142, AZ142, BJ142,Q142, Z142),0),IF(AW142=2,Fall2Tzul(AX142, AZ142, BJ142,W142, Z142),0))","v":{"$error":"#VALUE!"}},{"$f":"IF($E$34=$D$34,IF(AW142=2,Fall2xzul(AX142,AZ142,BL142,R142,AA142),0),IF(AW142=2,Fall2xzul(AX142,AZ142,BL142,X142,AA142),0))","v":{"$error":"#VALUE!"}},{"$error":"#VALUE!"},{"$error":"#VALUE!"},{"$error":"#VALUE!"},{"$error":"#VALUE!"},22,{"$error":"#VALUE!"},{"$f":"AbsFeuchte(BJ142,BK142,$N$17)","v":{"$error":"#VALUE!"}},{"$error":"#VALUE!"},{"$error":"#VALUE!"},{"$error":"#VALUE!"},{"$error":"#VALUE!"},{"$error":"#VALUE!"},24,{"$error":"#VALUE!"},{"$f":"AbsFeuchte(BR142,BS142,$N$17)","v":{"$error":"#VALUE!"}},{"$f":"IF($I$19=0,IF(E$11=$S$8,BR142+$N$16,BR142),IF(E$11=$S$8,BR142+$N$16+#REF!,BR142+$I$19))","v":24},{"$error":"#VALUE!"},{"$error":"#VALUE!"},{"$error":"#VALUE!"},{"$error":"#VALUE!"},{"$error":"#VALUE!"},0,0,{"$error":"#VALUE!"},{"$error":"#N/A"},{"$error":"#DIV/0!"},{"$error":"#DIV/0!"},{"$error":"#DIV/0!"},{"$error":"#VALUE!"},{"$error":"#VALUE!"},{"$error":"#DIV/0!"},{"$error":"#DIV/0!"},{"$error":"#VALUE!"},0,{"$error":"#VALUE!"},{"$error":"#VALUE!"},{"$error":"#N/A"},{"$error":"#N/A"},{"$error":"#N/A"},{"$error":"#N/A"},{"$error":"#N/A"},{"$error":"#N/A"},{"$error":"#N/A"},{"$error":"#DIV/0!"},{"$error":"#VALUE!"},22,{"$error":"#VALUE!"},-2,{"$error":"#DIV/0!"},{"$error":"#DIV/0!"}]
[-1,{"$f":"Klimadaten!O29/168*L$59","v":{"$error":"#N/A"}},{"$f":"Klimadaten!Q29","v":{"$error":"#VALUE!"}},{"$f":"Klimadaten!N29","v":{"$error":"#N/A"}},{"$error":"#VALUE!"},0,{"$error":"#DIV/0!"},23,-1,-1,0,-1,{"$error":"#VALUE!"},{"$error":"#VALUE!"},{"$error":"#VALUE!"},{"$error":"#VALUE!"},{"$error":"#VALUE!"},{"$error":"#VALUE!"},{"$error":"#VALUE!"},-1,-1,0,-1,{"$error":"#VALUE!"},{"$error":"#VALUE!"},9,{"$f":"IF($E$34=$D$34,MIN(AbsFeuchte(Z143,100%,$N$17),R143),MIN(AbsFeuchte(Z143,100%,$N$17),X143))","v":{"$error":"#VALUE!"}},{"$error":"#VALUE!"},9,23,66.975819999999985,9,{"$error":"#VALUE!"},{"$error":"#VALUE!"},{"$error":"#VALUE!"},{"$error":"#VALUE!"},9,{"$error":"#VALUE!"},{"$error":"#VALUE!"},{"$error":"#VALUE!"},{"$error":"#VALUE!"},{"$error":"#VALUE!"},{"$error":"#VALUE!"},{"$error":"#VALUE!"},{"$error":"#VALUE!"},{"$error":"#VALUE!"},{"$error":"#VALUE!"},{"$error":"#VALUE!"},{"$error":"#VALUE!"},1,0,1,0,{"$f":"IF($E$34=$D$34,IF(AW143=1,Fall1Tzul(AX143,AY143,BJ143,Q143),0),IF(AW143=1,Fall1Tzul(AX143,AY143,BJ143,W143),0))","v":{"$error":"#VALUE!"}},{"$f":"IF($E$34=$D$34,IF(AW143=1,Fall1xzul(AX143,AY143,BL143,R143),0),IF(AW143=1,Fall1xzul(AX143,AY143,BL143,X143),0))","v":{"$error":"#VALUE!"}},{"$f":"IF($E$34=$D$34,IF(AW143=2,Fall2Tzul(AX143, AZ143, BJ143,Q143, Z143),0),IF(AW143=2,Fall2Tzul(AX143, AZ143, BJ143,W143, Z143),0))","v":{"$error":"#VALUE!"}},{"$f":"IF($E$34=$D$34,IF(AW143=2,Fall2xzul(AX143,AZ143,BL143,R143,AA143),0),IF(AW143=2,Fall2xzul(AX143,AZ143,BL143,X143,AA143),0))","v":{"$error":"#VALUE!"}},{"$error":"#VALUE!"},{"$error":"#VALUE!"},{"$error":"#VALUE!"},{"$error":"#VALUE!"},22,{"$error":"#VALUE!"},{"$f":"AbsFeuchte(BJ143,BK143,$N$17)","v":{"$error":"#VALUE!"}},{"$error":"#VALUE!"},{"$error":"#VALUE!"},{"$error":"#VALUE!"},{"$error":"#VALUE!"},{"$error":"#VALUE!"},24,{"$error":"#VALUE!"},{"$f":"AbsFeuchte(BR143,BS143,$N$17)","v":{"$error":"#VALUE!"}},{"$f":"IF($I$19=0,IF(E$11=$S$8,BR143+$N$16,BR143),IF(E$11=$S$8,BR143+$N$16+#REF!,BR143+$I$19))","v":24},{"$error":"#VALUE!"},{"$error":"#VALUE!"},{"$error":"#VALUE!"},{"$error":"#VALUE!"},{"$error":"#VALUE!"},0,0,{"$error":"#VALUE!"},{"$error":"#N/A"},{"$error":"#DIV/0!"},{"$error":"#DIV/0!"},{"$error":"#DIV/0!"},{"$error":"#VALUE!"},{"$error":"#VALUE!"},{"$error":"#DIV/0!"},{"$error":"#DIV/0!"},{"$error":"#VALUE!"},0,{"$error":"#VALUE!"},{"$error":"#VALUE!"},{"$error":"#N/A"},{"$error":"#N/A"},{"$error":"#N/A"},{"$error":"#N/A"},{"$error":"#N/A"},{"$error":"#N/A"},{"$error":"#N/A"},{"$error":"#DIV/0!"},{"$error":"#VALUE!"},22,{"$error":"#VALUE!"},-1,{"$error":"#DIV/0!"},{"$error":"#DIV/0!"}]
[0,{"$f":"Klimadaten!O30/168*L$59","v":{"$error":"#N/A"}},{"$f":"Klimadaten!Q30","v":{"$error":"#VALUE!"}},{"$f":"Klimadaten!N30","v":{"$error":"#N/A"}},{"$error":"#VALUE!"},0,{"$error":"#DIV/0!"},22,0,0,0,0,{"$error":"#VALUE!"},{"$error":"#VALUE!"},{"$error":"#VALUE!"},{"$error":"#VALUE!"},{"$error":"#VALUE!"},{"$error":"#VALUE!"},{"$error":"#VALUE!"},0,0,0,0,{"$error":"#VALUE!"},{"$error":"#VALUE!"},9,{"$f":"IF($E$34=$D$34,MIN(AbsFeuchte(Z144,100%,$N$17),R144),MIN(AbsFeuchte(Z144,100%,$N$17),X144))","v":{"$error":"#VALUE!"}},{"$error":"#VALUE!"},9,24,69.494159999999994,9,{"$error":"#VALUE!"},{"$error":"#VALUE!"},{"$error":"#VALUE!"},{"$error":"#VALUE!"},9,{"$error":"#VALUE!"},{"$error":"#VALUE!"},{"$error":"#VALUE!"},{"$error":"#VALUE!"},{"$error":"#VALUE!"},{"$error":"#VALUE!"},{"$error":"#VALUE!"},{"$error":"#VALUE!"},{"$error":"#VALUE!"},{"$error":"#VALUE!"},{"$error":"#VALUE!"},{"$error":"#VALUE!"},1,0,1,0,{"$f":"IF($E$34=$D$34,IF(AW144=1,Fall1Tzul(AX144,AY144,BJ144,Q144),0),IF(AW144=1,Fall1Tzul(AX144,AY144,BJ144,W144),0))","v":{"$error":"#VALUE!"}},{"$f":"IF($E$34=$D$34,IF(AW144=1,Fall1xzul(AX144,AY144,BL144,R144),0),IF(AW144=1,Fall1xzul(AX144,AY144,BL144,X144),0))","v":{"$error":"#VALUE!"}},{"$f":"IF($E$34=$D$34,IF(AW144=2,Fall2Tzul(AX144, AZ144, BJ144,Q144, Z144),0),IF(AW144=2,Fall2Tzul(AX144, AZ144, BJ144,W144, Z144),0))","v":{"$error":"#VALUE!"}},{"$f":"IF($E$34=$D$34,IF(AW144=2,Fall2xzul(AX144,AZ144,BL144,R144,AA144),0),IF(AW144=2,Fall2xzul(AX144,AZ144,BL144,X144,AA144),0))","v":{"$error":"#VALUE!"}},{"$error":"#VALUE!"},{"$error":"#VALUE!"},{"$error":"#VALUE!"},{"$error":"#VALUE!"},22,{"$error":"#VALUE!"},{"$f":"AbsFeuchte(BJ144,BK144,$N$17)","v":{"$error":"#VALUE!"}},{"$error":"#VALUE!"},{"$error":"#VALUE!"},{"$error":"#VALUE!"},{"$error":"#VALUE!"},{"$error":"#VALUE!"},24,{"$error":"#VALUE!"},{"$f":"AbsFeuchte(BR144,BS144,$N$17)","v":{"$error":"#VALUE!"}},{"$f":"IF($I$19=0,IF(E$11=$S$8,BR144+$N$16,BR144),IF(E$11=$S$8,BR144+$N$16+#REF!,BR144+$I$19))","v":24},{"$error":"#VALUE!"},{"$error":"#VALUE!"},{"$error":"#VALUE!"},{"$error":"#VALUE!"},{"$error":"#VALUE!"},0,0,{"$error":"#VALUE!"},{"$error":"#N/A"},{"$error":"#DIV/0!"},{"$error":"#DIV/0!"},{"$error":"#DIV/0!"},{"$error":"#VALUE!"},{"$error":"#VALUE!"},{"$error":"#DIV/0!"},{"$error":"#DIV/0!"},{"$error":"#VALUE!"},0,{"$error":"#VALUE!"},{"$error":"#VALUE!"},{"$error":"#N/A"},{"$error":"#N/A"},{"$error":"#N/A"},{"$error":"#N/A"},{"$error":"#N/A"},{"$error":"#N/A"},{"$error":"#N/A"},{"$error":"#DIV/0!"},{"$error":"#VALUE!"},22,{"$error":"#VALUE!"},0,{"$error":"#DIV/0!"},{"$error":"#DIV/0!"}]
[1,{"$f":"Klimadaten!O31/168*L$59","v":{"$error":"#N/A"}},{"$f":"Klimadaten!Q31","v":{"$error":"#VALUE!"}},{"$f":"Klimadaten!N31","v":{"$error":"#N/A"}},{"$error":"#VALUE!"},0,1,21,1,1,0,1,{"$error":"#VALUE!"},{"$error":"#VALUE!"},{"$error":"#VALUE!"},{"$error":"#VALUE!"},{"$error":"#VALUE!"},{"$error":"#VALUE!"},{"$error":"#VALUE!"},1,1,0,1,{"$error":"#VALUE!"},{"$error":"#VALUE!"},9,{"$f":"IF($E$34=$D$34,MIN(AbsFeuchte(Z145,100%,$N$17),R145),MIN(AbsFeuchte(Z145,100%,$N$17),X145))","v":{"$error":"#VALUE!"}},{"$error":"#VALUE!"},9,25,72.012499999999989,9,{"$error":"#VALUE!"},{"$error":"#VALUE!"},{"$error":"#VALUE!"},{"$error":"#VALUE!"},9,{"$error":"#VALUE!"},{"$error":"#VALUE!"},{"$error":"#VALUE!"},{"$error":"#VALUE!"},{"$error":"#VALUE!"},{"$error":"#VALUE!"},{"$error":"#VALUE!"},{"$error":"#VALUE!"},{"$error":"#VALUE!"},{"$error":"#VALUE!"},{"$error":"#VALUE!"},{"$error":"#VALUE!"},1,0,1,0,{"$f":"IF($E$34=$D$34,IF(AW145=1,Fall1Tzul(AX145,AY145,BJ145,Q145),0),IF(AW145=1,Fall1Tzul(AX145,AY145,BJ145,W145),0))","v":{"$error":"#VALUE!"}},{"$f":"IF($E$34=$D$34,IF(AW145=1,Fall1xzul(AX145,AY145,BL145,R145),0),IF(AW145=1,Fall1xzul(AX145,AY145,BL145,X145),0))","v":{"$error":"#VALUE!"}},{"$f":"IF($E$34=$D$34,IF(AW145=2,Fall2Tzul(AX145, AZ145, BJ145,Q145, Z145),0),IF(AW145=2,Fall2Tzul(AX145, AZ145, BJ145,W145, Z145),0))","v":{"$error":"#VALUE!"}},{"$f":"IF($E$34=$D$34,IF(AW145=2,Fall2xzul(AX145,AZ145,BL145,R145,AA145),0),IF(AW145=2,Fall2xzul(AX145,AZ145,BL145,X145,AA145),0))","v":{"$error":"#VALUE!"}},{"$error":"#VALUE!"},{"$error":"#VALUE!"},{"$error":"#VALUE!"},{"$error":"#VALUE!"},22,{"$error":"#VALUE!"},{"$f":"AbsFeuchte(BJ145,BK145,$N$17)","v":{"$error":"#VALUE!"}},{"$error":"#VALUE!"},{"$error":"#VALUE!"},{"$error":"#VALUE!"},{"$error":"#VALUE!"},{"$error":"#VALUE!"},24,{"$error":"#VALUE!"},{"$f":"AbsFeuchte(BR145,BS145,$N$17)","v":{"$error":"#VALUE!"}},{"$f":"IF($I$19=0,IF(E$11=$S$8,BR145+$N$16,BR145),IF(E$11=$S$8,BR145+$N$16+#REF!,BR145+$I$19))","v":24},{"$error":"#VALUE!"},{"$error":"#VALUE!"},{"$error":"#VALUE!"},{"$error":"#VALUE!"},{"$error":"#VALUE!"},0,0,{"$error":"#VALUE!"},{"$error":"#N/A"},{"$error":"#DIV/0!"},{"$error":"#DIV/0!"},{"$error":"#DIV/0!"},{"$error":"#VALUE!"},{"$error":"#VALUE!"},{"$error":"#DIV/0!"},{"$error":"#DIV/0!"},{"$error":"#VALUE!"},0,{"$error":"#VALUE!"},{"$error":"#VALUE!"},{"$error":"#N/A"},{"$error":"#N/A"},{"$error":"#N/A"},{"$error":"#N/A"},{"$error":"#N/A"},{"$error":"#N/A"},{"$error":"#N/A"},{"$error":"#DIV/0!"},{"$error":"#VALUE!"},22,{"$error":"#VALUE!"},1,0,0]
[2,{"$f":"Klimadaten!O32/168*L$59","v":{"$error":"#N/A"}},{"$f":"Klimadaten!Q32","v":{"$error":"#VALUE!"}},{"$f":"Klimadaten!N32","v":{"$error":"#N/A"}},{"$error":"#VALUE!"},0,2,20,2,2,0,2,{"$error":"#VALUE!"},{"$error":"#VALUE!"},{"$error":"#VALUE!"},{"$error":"#VALUE!"},{"$error":"#VALUE!"},{"$error":"#VALUE!"},{"$error":"#VALUE!"},2,2,0,2,{"$error":"#VALUE!"},{"$error":"#VALUE!"},9,{"$f":"IF($E$34=$D$34,MIN(AbsFeuchte(Z146,100%,$N$17),R146),MIN(AbsFeuchte(Z146,100%,$N$17),X146))","v":{"$error":"#VALUE!"}},{"$error":"#VALUE!"},9,26,74.530839999999998,9,{"$error":"#VALUE!"},{"$error":"#VALUE!"},{"$error":"#VALUE!"},{"$error":"#VALUE!"},9,{"$error":"#VALUE!"},{"$error":"#VALUE!"},{"$error":"#VALUE!"},{"$error":"#VALUE!"},{"$error":"#VALUE!"},{"$error":"#VALUE!"},{"$error":"#VALUE!"},{"$error":"#VALUE!"},{"$error":"#VALUE!"},{"$error":"#VALUE!"},{"$error":"#VALUE!"},{"$error":"#VALUE!"},1,0,1,0,{"$f":"IF($E$34=$D$34,IF(AW146=1,Fall1Tzul(AX146,AY146,BJ146,Q146),0),IF(AW146=1,Fall1Tzul(AX146,AY146,BJ146,W146),0))","v":{"$error":"#VALUE!"}},{"$f":"IF($E$34=$D$34,IF(AW146=1,Fall1xzul(AX146,AY146,BL146,R146),0),IF(AW146=1,Fall1xzul(AX146,AY146,BL146,X146),0))","v":{"$error":"#VALUE!"}},{"$f":"IF($E$34=$D$34,IF(AW146=2,Fall2Tzul(AX146, AZ146, BJ146,Q146, Z146),0),IF(AW146=2,Fall2Tzul(AX146, AZ146, BJ146,W146, Z146),0))","v":{"$error":"#VALUE!"}},{"$f":"IF($E$34=$D$34,IF(AW146=2,Fall2xzul(AX146,AZ146,BL146,R146,AA146),0),IF(AW146=2,Fall2xzul(AX146,AZ146,BL146,X146,AA146),0))","v":{"$error":"#VALUE!"}},{"$error":"#VALUE!"},{"$error":"#VALUE!"},{"$error":"#VALUE!"},{"$error":"#VALUE!"},22,{"$error":"#VALUE!"},{"$f":"AbsFeuchte(BJ146,BK146,$N$17)","v":{"$error":"#VALUE!"}},{"$error":"#VALUE!"},{"$error":"#VALUE!"},{"$error":"#VALUE!"},{"$error":"#VALUE!"},{"$error":"#VALUE!"},24,{"$error":"#VALUE!"},{"$f":"AbsFeuchte(BR146,BS146,$N$17)","v":{"$error":"#VALUE!"}},{"$f":"IF($I$19=0,IF(E$11=$S$8,BR146+$N$16,BR146),IF(E$11=$S$8,BR146+$N$16+#REF!,BR146+$I$19))","v":24},{"$error":"#VALUE!"},{"$error":"#VALUE!"},{"$error":"#VALUE!"},{"$error":"#VALUE!"},{"$error":"#VALUE!"},0,0,{"$error":"#VALUE!"},{"$error":"#N/A"},{"$error":"#DIV/0!"},{"$error":"#DIV/0!"},{"$error":"#DIV/0!"},{"$error":"#VALUE!"},{"$error":"#VALUE!"},{"$error":"#DIV/0!"},{"$error":"#DIV/0!"},{"$error":"#VALUE!"},0,{"$error":"#VALUE!"},{"$error":"#VALUE!"},{"$error":"#N/A"},{"$error":"#N/A"},{"$error":"#N/A"},{"$error":"#N/A"},{"$error":"#N/A"},{"$error":"#N/A"},{"$error":"#N/A"},{"$error":"#DIV/0!"},{"$error":"#VALUE!"},22,{"$error":"#VALUE!"},2,0,0]
[3,{"$f":"Klimadaten!O33/168*L$59","v":{"$error":"#N/A"}},{"$f":"Klimadaten!Q33","v":{"$error":"#VALUE!"}},{"$f":"Klimadaten!N33","v":{"$error":"#N/A"}},{"$error":"#VALUE!"},0,3,19,3,3,0,3,{"$error":"#VALUE!"},{"$error":"#VALUE!"},{"$error":"#VALUE!"},{"$error":"#VALUE!"},{"$error":"#VALUE!"},{"$error":"#VALUE!"},{"$error":"#VALUE!"},3,3,0,3,{"$error":"#VALUE!"},{"$error":"#VALUE!"},9,{"$f":"IF($E$34=$D$34,MIN(AbsFeuchte(Z147,100%,$N$17),R147),MIN(AbsFeuchte(Z147,100%,$N$17),X147))","v":{"$error":"#VALUE!"}},{"$error":"#VALUE!"},9,27,77.049179999999993,9,{"$error":"#VALUE!"},{"$error":"#VALUE!"},{"$error":"#VALUE!"},{"$error":"#VALUE!"},9,{"$error":"#VALUE!"},{"$error":"#VALUE!"},{"$error":"#VALUE!"},{"$error":"#VALUE!"},{"$error":"#VALUE!"},{"$error":"#VALUE!"},{"$error":"#VALUE!"},{"$error":"#VALUE!"},{"$error":"#VALUE!"},{"$error":"#VALUE!"},{"$error":"#VALUE!"},{"$error":"#VALUE!"},1,0,1,0,{"$f":"IF($E$34=$D$34,IF(AW147=1,Fall1Tzul(AX147,AY147,BJ147,Q147),0),IF(AW147=1,Fall1Tzul(AX147,AY147,BJ147,W147),0))","v":{"$error":"#VALUE!"}},{"$f":"IF($E$34=$D$34,IF(AW147=1,Fall1xzul(AX147,AY147,BL147,R147),0),IF(AW147=1,Fall1xzul(AX147,AY147,BL147,X147),0))","v":{"$error":"#VALUE!"}},{"$f":"IF($E$34=$D$34,IF(AW147=2,Fall2Tzul(AX147, AZ147, BJ147,Q147, Z147),0),IF(AW147=2,Fall2Tzul(AX147, AZ147, BJ147,W147, Z147),0))","v":{"$error":"#VALUE!"}},{"$f":"IF($E$34=$D$34,IF(AW147=2,Fall2xzul(AX147,AZ147,BL147,R147,AA147),0),IF(AW147=2,Fall2xzul(AX147,AZ147,BL147,X147,AA147),0))","v":{"$error":"#VALUE!"}},{"$error":"#VALUE!"},{"$error":"#VALUE!"},{"$error":"#VALUE!"},{"$error":"#VALUE!"},22,{"$error":"#VALUE!"},{"$f":"AbsFeuchte(BJ147,BK147,$N$17)","v":{"$error":"#VALUE!"}},{"$error":"#VALUE!"},{"$error":"#VALUE!"},{"$error":"#VALUE!"},{"$error":"#VALUE!"},{"$error":"#VALUE!"},24,{"$error":"#VALUE!"},{"$f":"AbsFeuchte(BR147,BS147,$N$17)","v":{"$error":"#VALUE!"}},{"$f":"IF($I$19=0,IF(E$11=$S$8,BR147+$N$16,BR147),IF(E$11=$S$8,BR147+$N$16+#REF!,BR147+$I$19))","v":24},{"$error":"#VALUE!"},{"$error":"#VALUE!"},{"$error":"#VALUE!"},{"$error":"#VALUE!"},{"$error":"#VALUE!"},0,0,{"$error":"#VALUE!"},{"$error":"#N/A"},{"$error":"#DIV/0!"},{"$error":"#DIV/0!"},{"$error":"#DIV/0!"},{"$error":"#VALUE!"},{"$error":"#VALUE!"},{"$error":"#DIV/0!"},{"$error":"#DIV/0!"},{"$error":"#VALUE!"},0,{"$error":"#VALUE!"},{"$error":"#VALUE!"},{"$error":"#N/A"},{"$error":"#N/A"},{"$error":"#N/A"},{"$error":"#N/A"},{"$error":"#N/A"},{"$error":"#N/A"},{"$error":"#N/A"},{"$error":"#DIV/0!"},{"$error":"#VALUE!"},22,{"$error":"#VALUE!"},3,0,0]
[4,{"$f":"Klimadaten!O34/168*L$59","v":{"$error":"#N/A"}},{"$f":"Klimadaten!Q34","v":{"$error":"#VALUE!"}},{"$f":"Klimadaten!N34","v":{"$error":"#N/A"}},{"$error":"#VALUE!"},0,4,18,4,4,0,4,{"$error":"#VALUE!"},{"$error":"#VALUE!"},{"$error":"#VALUE!"},{"$error":"#VALUE!"},{"$error":"#VALUE!"},{"$error":"#VALUE!"},{"$error":"#VALUE!"},4,4,0,4,{"$error":"#VALUE!"},{"$error":"#VALUE!"},9,{"$f":"IF($E$34=$D$34,MIN(AbsFeuchte(Z148,100%,$N$17),R148),MIN(AbsFeuchte(Z148,100%,$N$17),X148))","v":{"$error":"#VALUE!"}},{"$error":"#VALUE!"},9,28,79.567520000000002,9,{"$error":"#VALUE!"},{"$error":"#VALUE!"},{"$error":"#VALUE!"},{"$error":"#VALUE!"},9,{"$error":"#VALUE!"},{"$error":"#VALUE!"},{"$error":"#VALUE!"},{"$error":"#VALUE!"},{"$error":"#VALUE!"},{"$error":"#VALUE!"},{"$error":"#VALUE!"},{"$error":"#VALUE!"},{"$error":"#VALUE!"},{"$error":"#VALUE!"},{"$error":"#VALUE!"},{"$error":"#VALUE!"},1,0,1,0,{"$f":"IF($E$34=$D$34,IF(AW148=1,Fall1Tzul(AX148,AY148,BJ148,Q148),0),IF(AW148=1,Fall1Tzul(AX148,AY148,BJ148,W148),0))","v":{"$error":"#VALUE!"}},{"$f":"IF($E$34=$D$34,IF(AW148=1,Fall1xzul(AX148,AY148,BL148,R148),0),IF(AW148=1,Fall1xzul(AX148,AY148,BL148,X148),0))","v":{"$error":"#VALUE!"}},{"$f":"IF($E$34=$D$34,IF(AW148=2,Fall2Tzul(AX148, AZ148, BJ148,Q148, Z148),0),IF(AW148=2,Fall2Tzul(AX148, AZ148, BJ148,W148, Z148),0))","v":{"$error":"#VALUE!"}},{"$f":"IF($E$34=$D$34,IF(AW148=2,Fall2xzul(AX148,AZ148,BL148,R148,AA148),0),IF(AW148=2,Fall2xzul(AX148,AZ148,BL148,X148,AA148),0))","v":{"$error":"#VALUE!"}},{"$error":"#VALUE!"},{"$error":"#VALUE!"},{"$error":"#VALUE!"},{"$error":"#VALUE!"},22,{"$error":"#VALUE!"},{"$f":"AbsFeuchte(BJ148,BK148,$N$17)","v":{"$error":"#VALUE!"}},{"$error":"#VALUE!"},{"$error":"#VALUE!"},{"$error":"#VALUE!"},{"$error":"#VALUE!"},{"$error":"#VALUE!"},24,{"$error":"#VALUE!"},{"$f":"AbsFeuchte(BR148,BS148,$N$17)","v":{"$error":"#VALUE!"}},{"$f":"IF($I$19=0,IF(E$11=$S$8,BR148+$N$16,BR148),IF(E$11=$S$8,BR148+$N$16+#REF!,BR148+$I$19))","v":24},{"$error":"#VALUE!"},{"$error":"#VALUE!"},{"$error":"#VALUE!"},{"$error":"#VALUE!"},{"$error":"#VALUE!"},0,0,{"$error":"#VALUE!"},{"$error":"#N/A"},{"$error":"#DIV/0!"},{"$error":"#DIV/0!"},{"$error":"#DIV/0!"},{"$error":"#VALUE!"},{"$error":"#VALUE!"},{"$error":"#DIV/0!"},{"$error":"#DIV/0!"},{"$error":"#VALUE!"},0,{"$error":"#VALUE!"},{"$error":"#VALUE!"},{"$error":"#N/A"},{"$error":"#N/A"},{"$error":"#N/A"},{"$error":"#N/A"},{"$error":"#N/A"},{"$error":"#N/A"},{"$error":"#N/A"},{"$error":"#DIV/0!"},{"$error":"#VALUE!"},22,{"$error":"#VALUE!"},4,0,0]
[5,{"$f":"Klimadaten!O35/168*L$59","v":{"$error":"#N/A"}},{"$f":"Klimadaten!Q35","v":{"$error":"#VALUE!"}},{"$f":"Klimadaten!N35","v":{"$error":"#N/A"}},{"$error":"#VALUE!"},0,5,17,5,5,0,5,{"$error":"#VALUE!"},{"$error":"#VALUE!"},{"$error":"#VALUE!"},{"$error":"#VALUE!"},{"$error":"#VALUE!"},{"$error":"#VALUE!"},{"$error":"#VALUE!"},5,5,0,5,{"$error":"#VALUE!"},{"$error":"#VALUE!"},9,{"$f":"IF($E$34=$D$34,MIN(AbsFeuchte(Z149,100%,$N$17),R149),MIN(AbsFeuchte(Z149,100%,$N$17),X149))","v":{"$error":"#VALUE!"}},{"$error":"#VALUE!"},9,29,82.085859999999997,9,{"$error":"#VALUE!"},{"$error":"#VALUE!"},{"$error":"#VALUE!"},{"$error":"#VALUE!"},9,{"$error":"#VALUE!"},{"$error":"#VALUE!"},{"$error":"#VALUE!"},{"$error":"#VALUE!"},{"$error":"#VALUE!"},{"$error":"#VALUE!"},{"$error":"#VALUE!"},{"$error":"#VALUE!"},{"$error":"#VALUE!"},{"$error":"#VALUE!"},{"$error":"#VALUE!"},{"$error":"#VALUE!"},1,0,1,0,{"$f":"IF($E$34=$D$34,IF(AW149=1,Fall1Tzul(AX149,AY149,BJ149,Q149),0),IF(AW149=1,Fall1Tzul(AX149,AY149,BJ149,W149),0))","v":{"$error":"#VALUE!"}},{"$f":"IF($E$34=$D$34,IF(AW149=1,Fall1xzul(AX149,AY149,BL149,R149),0),IF(AW149=1,Fall1xzul(AX149,AY149,BL149,X149),0))","v":{"$error":"#VALUE!"}},{"$f":"IF($E$34=$D$34,IF(AW149=2,Fall2Tzul(AX149, AZ149, BJ149,Q149, Z149),0),IF(AW149=2,Fall2Tzul(AX149, AZ149, BJ149,W149, Z149),0))","v":{"$error":"#VALUE!"}},{"$f":"IF($E$34=$D$34,IF(AW149=2,Fall2xzul(AX149,AZ149,BL149,R149,AA149),0),IF(AW149=2,Fall2xzul(AX149,AZ149,BL149,X149,AA149),0))","v":{"$error":"#VALUE!"}},{"$error":"#VALUE!"},{"$error":"#VALUE!"},{"$error":"#VALUE!"},{"$error":"#VALUE!"},22,{"$error":"#VALUE!"},{"$f":"AbsFeuchte(BJ149,BK149,$N$17)","v":{"$error":"#VALUE!"}},{"$error":"#VALUE!"},{"$error":"#VALUE!"},{"$error":"#VALUE!"},{"$error":"#VALUE!"},{"$error":"#VALUE!"},24,{"$error":"#VALUE!"},{"$f":"AbsFeuchte(BR149,BS149,$N$17)","v":{"$error":"#VALUE!"}},{"$f":"IF($I$19=0,IF(E$11=$S$8,BR149+$N$16,BR149),IF(E$11=$S$8,BR149+$N$16+#REF!,BR149+$I$19))","v":24},{"$error":"#VALUE!"},{"$error":"#VALUE!"},{"$error":"#VALUE!"},{"$error":"#VALUE!"},{"$error":"#VALUE!"},0,0,{"$error":"#VALUE!"},{"$error":"#N/A"},{"$error":"#DIV/0!"},{"$error":"#DIV/0!"},{"$error":"#DIV/0!"},{"$error":"#VALUE!"},{"$error":"#VALUE!"},{"$error":"#DIV/0!"},{"$error":"#DIV/0!"},{"$error":"#VALUE!"},0,{"$error":"#VALUE!"},{"$error":"#VALUE!"},{"$error":"#N/A"},{"$error":"#N/A"},{"$error":"#N/A"},{"$error":"#N/A"},{"$error":"#N/A"},{"$error":"#N/A"},{"$error":"#N/A"},{"$error":"#DIV/0!"},{"$error":"#VALUE!"},22,{"$error":"#VALUE!"},5,0,0]
[6,{"$f":"Klimadaten!O36/168*L$59","v":{"$error":"#N/A"}},{"$f":"Klimadaten!Q36","v":{"$error":"#VALUE!"}},{"$f":"Klimadaten!N36","v":{"$error":"#N/A"}},{"$error":"#VALUE!"},0,6,16,6,6,0,6,{"$error":"#VALUE!"},{"$error":"#VALUE!"},{"$error":"#VALUE!"},{"$error":"#VALUE!"},{"$error":"#VALUE!"},{"$error":"#VALUE!"},{"$error":"#VALUE!"},6,6,0,6,{"$error":"#VALUE!"},{"$error":"#VALUE!"},9,{"$f":"IF($E$34=$D$34,MIN(AbsFeuchte(Z150,100%,$N$17),R150),MIN(AbsFeuchte(Z150,100%,$N$17),X150))","v":{"$error":"#VALUE!"}},{"$error":"#VALUE!"},9,30,84.604199999999992,9,{"$error":"#VALUE!"},{"$error":"#VALUE!"},{"$error":"#VALUE!"},{"$error":"#VALUE!"},9,{"$error":"#VALUE!"},{"$error":"#VALUE!"},{"$error":"#VALUE!"},{"$error":"#VALUE!"},{"$error":"#VALUE!"},{"$error":"#VALUE!"},{"$error":"#VALUE!"},{"$error":"#VALUE!"},{"$error":"#VALUE!"},{"$error":"#VALUE!"},{"$error":"#VALUE!"},{"$error":"#VALUE!"},1,0,1,0,{"$f":"IF($E$34=$D$34,IF(AW150=1,Fall1Tzul(AX150,AY150,BJ150,Q150),0),IF(AW150=1,Fall1Tzul(AX150,AY150,BJ150,W150),0))","v":{"$error":"#VALUE!"}},{"$f":"IF($E$34=$D$34,IF(AW150=1,Fall1xzul(AX150,AY150,BL150,R150),0),IF(AW150=1,Fall1xzul(AX150,AY150,BL150,X150),0))","v":{"$error":"#VALUE!"}},{"$f":"IF($E$34=$D$34,IF(AW150=2,Fall2Tzul(AX150, AZ150, BJ150,Q150, Z150),0),IF(AW150=2,Fall2Tzul(AX150, AZ150, BJ150,W150, Z150),0))","v":{"$error":"#VALUE!"}},{"$f":"IF($E$34=$D$34,IF(AW150=2,Fall2xzul(AX150,AZ150,BL150,R150,AA150),0),IF(AW150=2,Fall2xzul(AX150,AZ150,BL150,X150,AA150),0))","v":{"$error":"#VALUE!"}},{"$error":"#VALUE!"},{"$error":"#VALUE!"},{"$error":"#VALUE!"},{"$error":"#VALUE!"},22,{"$error":"#VALUE!"},{"$f":"AbsFeuchte(BJ150,BK150,$N$17)","v":{"$error":"#VALUE!"}},{"$error":"#VALUE!"},{"$error":"#VALUE!"},{"$error":"#VALUE!"},{"$error":"#VALUE!"},{"$error":"#VALUE!"},24,{"$error":"#VALUE!"},{"$f":"AbsFeuchte(BR150,BS150,$N$17)","v":{"$error":"#VALUE!"}},{"$f":"IF($I$19=0,IF(E$11=$S$8,BR150+$N$16,BR150),IF(E$11=$S$8,BR150+$N$16+#REF!,BR150+$I$19))","v":24},{"$error":"#VALUE!"},{"$error":"#VALUE!"},{"$error":"#VALUE!"},{"$error":"#VALUE!"},{"$error":"#VALUE!"},0,0,{"$error":"#VALUE!"},{"$error":"#N/A"},{"$error":"#DIV/0!"},{"$error":"#DIV/0!"},{"$error":"#DIV/0!"},{"$error":"#VALUE!"},{"$error":"#VALUE!"},{"$error":"#DIV/0!"},{"$error":"#DIV/0!"},{"$error":"#VALUE!"},0,{"$error":"#VALUE!"},{"$error":"#VALUE!"},{"$error":"#N/A"},{"$error":"#N/A"},{"$error":"#N/A"},{"$error":"#N/A"},{"$error":"#N/A"},{"$error":"#N/A"},{"$error":"#N/A"},{"$error":"#DIV/0!"},{"$error":"#VALUE!"},22,{"$error":"#VALUE!"},6,0,0]
[7,{"$f":"Klimadaten!O37/168*L$59","v":{"$error":"#N/A"}},{"$f":"Klimadaten!Q37","v":{"$error":"#VALUE!"}},{"$f":"Klimadaten!N37","v":{"$error":"#N/A"}},{"$f":"MIN(100%,RelFeuchte(BR151,C151,$N$17))","v":{"$error":"#VALUE!"}},{"$f":"IF(H151<=0,IF(BU151<A151,1,0),0)","v":0},7,{"$f":"-(A151-BJ151)","v":15},7,{"$f":"IF(F151=0,MIN(I151,BJ151),I151)","v":7},{"$f":"IF($E$28=$S$18,$E$26,MAX(IF(AND($E$29=$S$18,F151=1),0,IF(A151=BU151,0,(J151-A151)/(BU151-A151))),0))","v":0},7,{"$f":"IF($E$26=0,C151,(K151/$E$26*$E$27)*(BW151-C151)+C151)","v":{"$error":"#VALUE!"}},{"$f":"EnthalpieA(L151,M151,$N$17)*$E$33+(1-$E$33)*EnthalpieA(BU151,BW151,$N$17)","v":{"$error":"#VALUE!"}},{"$f":"EnthalpieA(L151,M151,$N$17)*$E$32+(1-$E$32)*EnthalpieA(BU151,BW151,$N$17)","v":{"$error":"#VALUE!"}},{"$f":"1-IF(EnthalpieA(L151,M151,$N$17)=S151,$E$33,(S151-EnthalpieA(BU151,BW151,$N$17))/((EnthalpieA(L151,M151,$N$17)-EnthalpieA(BU151,BW151,$N$17))))","v":{"$error":"#VALUE!"}},{"$error":"#VALUE!"},{"$error":"#VALUE!"},{"$error":"#VALUE!"},{"$f":"MIN((L151*($E$33)+BU151*(1-$E$33)))","v":7},{"$f":"(L151*($E$32)+BU151*(1-$E$32))","v":7},{"$f":"1-IF(L151=W151,$E$33,(W151-BU151)/(L151-BU151))","v":0},7,{"$error":"#VALUE!"},{"$f":"EnthalpieA(W151,X151,$N$17)","v":{"$error":"#VALUE!"}},{"$f":"AVERAGE($E$43:$F$44)","v":9},{"$f":"IF($E$34=$D$34,MIN(AbsFeuchte(Z151,100%,$N$17),R151),MIN(AbsFeuchte(Z151,100%,$N$17),X151))","v":{"$error":"#VALUE!"}},{"$f":"EnthalpieA(Z151,AA151,$N$17)","v":{"$error":"#VALUE!"}},9,31,{"$f":"EnthalpieA(AC151,AD151,$N$17)","v":87.122539999999987},9,{"$f":"IF($E$34=$D$34,IF(AA151=R151,1E+23,(Q151-AF151)/(R151-AA151)),IF(AA151=X151,1E+23,(W151-AF151)/(X151-AA151)))","v":{"$error":"#VALUE!"}},{"$f":"IF($E$34=$D$34,MAX(IF(R151>BL151,AF151+(AG151*(BL151-AA151)),Q151),Z151),MAX(IF(X151>BL151,AF151+(AG151*(BL151-AA151)),W151),Z151))","v":{"$error":"#VALUE!"}},{"$error":"#VALUE!"},{"$f":"EnthalpieA(AH151,AI151,$N$17)","v":{"$error":"#VALUE!"}},{"$f":"IF($E$34=$D$34,MAX(MIN(Q151,BJ151),Z151),MAX(MIN(W151,BJ151),Z151))","v":9},{"$error":"#VALUE!"},{"$f":"EnthalpieA(AK151,AL151,$N$17)","v":{"$error":"#VALUE!"}},{"$error":"#VALUE!"},{"$f":"IF($E$34=$D$34,R151,X151)","v":{"$error":"#VALUE!"}},{"$error":"#VALUE!"},{"$f":"TaupunktA(AR151,$N$17)","v":{"$error":"#VALUE!"}},{"$error":"#VALUE!"},{"$f":"EnthalpieA(AQ151,AR151,$N$17)","v":{"$error":"#VALUE!"}},{"$error":"#VALUE!"},{"$f":"IF($E$34=$D$34,R151,X151)","v":{"$error":"#VALUE!"}},{"$f":"EnthalpieA(AT151,AU151,$N$17)","v":{"$error":"#VALUE!"}},{"$f":"IF($E$34=$D$34,IF(AND(ROUND(BM151,4)>=ROUND(S151,4),ROUND(BL151,4)>=ROUND(R151,4),ROUND(BJ151,4)>=ROUND(Q151,4)),1,IF(ROUND(BL151,4)<ROUND(AA151,4),2,IF(ROUND(BJ151,4)>=ROUND(AH151,4),3,4))),IF(AND(ROUND(BM151,4)>=ROUND(Y151,4),ROUND(BL151,4)>=ROUND(X151,4),ROUND(BJ151,4)>=ROUND(W151,4)),1,IF(ROUND(BL151,4)<ROUND(AA151,4),2,IF(ROUND(BJ151,4)>=ROUND(AH151,4),3,4))))","v":{"$error":"#VALUE!"}},1,{"$f":"IF($E$47=$S$14,0,1)","v":0},1,0,{"$f":"IF($E$34=$D$34,IF(AW151=1,Fall1Tzul(AX151,AY151,BJ151,Q151),0),IF(AW151=1,Fall1Tzul(AX151,AY151,BJ151,W151),0))","v":{"$error":"#VALUE!"}},{"$f":"IF($E$34=$D$34,IF(AW151=1,Fall1xzul(AX151,AY151,BL151,R151),0),IF(AW151=1,Fall1xzul(AX151,AY151,BL151,X151),0))","v":{"$error":"#VALUE!"}},{"$f":"IF($E$34=$D$34,IF(AW151=2,Fall2Tzul(AX151, AZ151, BJ151,Q151, Z151),0),IF(AW151=2,Fall2Tzul(AX151, AZ151, BJ151,W151, Z151),0))","v":{"$error":"#VALUE!"}},{"$f":"IF($E$34=$D$34,IF(AW151=2,Fall2xzul(AX151,AZ151,BL151,R151,AA151),0),IF(AW151=2,Fall2xzul(AX151,AZ151,BL151,X151,AA151),0))","v":{"$error":"#VALUE!"}},{"$f":"IF($E$34=$D$34,IF(AW151=3,IF(AND(BA151=1,AX151=1),BJ151,IF(AZ151=1,MIN(BJ151,IF(AX151=1,BJ151,Q151)),IF(AND(AX151=1,BJ151>Q151),BJ151,Q151))),0),IF(AW151=3,IF(AND(BA151=1,AX151=1),BJ151,IF(AZ151=1,MIN(BJ151,IF(AX151=1,BJ151,W151)),IF(AND(AX151=1,BJ151>W151),BJ151,W151))),0))","v":{"$error":"#VALUE!"}},{"$f":"IF($E$34=$D$34,IF(AW151=3,IF(AND(BA151=1,AX151=1),BL151,IF(AZ151=1,MIN(AL151,R151),R151)),0),IF(AW151=3,IF(AND(BA151=1,AX151=1),BL151,IF(AZ151=1,MIN(AL151,X151),X151)),0))","v":{"$error":"#VALUE!"}},{"$f":"IF($E$34=$D$34,IF(AW151=4,IF(AZ151=1,BJ151,Q151),0),IF(AW151=4,IF(AZ151=1,BJ151,W151),0))","v":{"$error":"#VALUE!"}},{"$f":"IF($E$34=$D$34,IF(AND(AW151=4,AY151=0),IF(AZ151=1,AI151,R151),IF(AND(AW151=4,AY151=1),BL151,0)),IF(AND(AW151=4,AY151=0),IF(AZ151=1,AL151,X151),IF(AND(AW151=4,AY151=1),BL151,0)))","v":{"$error":"#VALUE!"}},{"$f":"IF($DA151<=$B$87,$C$87-($B$87-$DA151)*$I$86,IF($DA151<=$B$88,$C$88-($B$88-$DA151)*$I$87,$C$89-($B$89-$DA151)*$I$88))","v":22},{"$f":"MIN(1,RelFeuchte(BJ151,BT151,$N$17))","v":{"$error":"#VALUE!"}},{"$f":"AbsFeuchte(BJ151,BK151,$N$17)","v":{"$error":"#VALUE!"}},{"$f":"EnthalpieA(BJ151,BL151,$N$17)","v":{"$error":"#VALUE!"}},{"$error":"#VALUE!"},{"$f":"MIN(1,RelFeuchte(BN151,BP151,$N$17))","v":{"$error":"#VALUE!"}},{"$error":"#VALUE!"},{"$f":"EnthalpieA(BN151,BP151,$N$17)","v":{"$error":"#VALUE!"}},{"$f":"IF($DA151<=$B$87,$D$87-($B$87-$DA151)*$J$86,IF($DA151<=$B$88,$D$88-($B$88-$DA151)*$J$87,$D$89-($B$89-$DA151)*$J$88))","v":24},{"$f":"IF(E151<$E$48,$E$48,IF(E151>$E$46,$E$46,E151))","v":{"$error":"#VALUE!"}},{"$f":"AbsFeuchte(BR151,BS151,$N$17)","v":{"$error":"#VALUE!"}},{"$f":"IF($I$19=0,IF(E$11=$S$8,BR151+$N$16,BR151),IF(E$11=$S$8,BR151+$N$16+#REF!,BR151+$I$19))","v":24},{"$f":"RelFeuchte(BU151,BW151,$N$17)","v":{"$error":"#VALUE!"}},{"$f":"BT151+$I$18","v":{"$error":"#VALUE!"}},{"$error":"#VALUE!"},{"$error":"#VALUE!"},{"$f":"IF($E$34=$D$34,MAX(IF(AZ151=1,IF(OR(AW151=3,AW151=4,AW151=2),S151-AM151,0),0),0),MAX(IF(AZ151=1,IF(OR(AW151=3,AW151=4,AW151=2),Y151-AM151,0),0),0))","v":{"$error":"#VALUE!"}},{"$f":"IF($E$34=$D$34,MAX(IF(BA151=1,IF(AW151=3,AM151-AJ151,IF(AW151=2,(IF(BP151=R151,0,S151-AB151-BZ151)),0)),0),0),MAX(IF(BA151=1,IF(AW151=3,AM151-AJ151,IF(AW151=2,(IF(BP151=X151,0,Y151-AB151-BZ151)),0)),0),0))","v":0},{"$f":"IF($E$34=$D$34,MAX(IF(AND(BA151=1,AX151=1),IF(AW151=3,BQ151-AJ151,IF(AW151=2,IF(R151=BP151,0,BQ151-AB151),0)),0),0),MAX(IF(AND(BA151=1,AX151=1),IF(AW151=3,BQ151-AJ151,IF(AW151=2,IF(X151=BP151,0,BQ151-AB151),0)),0),0))","v":0},{"$f":"IF(F151=1,0,IF($E$34=$D$34,IF(AX151=1,IF(AW151=1,AV151-S151,0),0),IF(AX151=1,IF(AW151=1,AV151-Y151,0),0)))","v":{"$error":"#VALUE!"}},{"$f":"IF(AND(AY151=1,B151>0),IF(OR(AW151=1,AW151=4),BQ151-AV151,0),0)","v":{"$error":"#N/A"}},{"$f":"IF($E$40=$S$19,IF(OR(AND(A151>=$E$24,$E$25>0),AND(A151>=$E$24,$E$25<0)),$P$65*B151*$N$21*(CA151)/3.6/1000000,$K$65*B151*$N$21*(CA151)/3.6/1000000),0)","v":{"$error":"#DIV/0!"}},{"$f":"IF($E$37=$S$19,IF(OR(AND(A151>=$E$24,$E$25>0),AND(A151>=$E$24,$E$25<0)),$P$65*B151*$N$21*(CB151)/3.6/1000000,$K$65*B151*$N$21*(CB151)/3.6/1000000),0)","v":{"$error":"#DIV/0!"}},{"$f":"IF(OR(AND(A151>=$E$24,$E$25>0),AND(A151>=$E$24,$E$25<0)),$P$65*B151*$N$21*(CD151)/3.6/1000000,$K$65*B151*$N$21*(CD151)/3.6/1000000)","v":{"$error":"#DIV/0!"}},{"$f":"IF($E$34=$D$34,IF(OR(AND(A151>=$E$24,$E$25>0),AND(A151>=$E$24,$E$25<0)),MAX(0,(BP151-R151)*B151*$P$65*$N$21/1000),MAX(0,(BP151-R151)*B151*$K$65*$N$21/1000)),IF(OR(AND(A151>=$E$24,$E$25>0),AND(A151>=$E$24,$E$25<0)),MAX(0,(BP151-X151)*B151*$P$65*$N$21/1000),MAX(0,(BP151-X151)*B151*$K$65*$N$21/1000)))","v":{"$error":"#VALUE!"}},{"$f":"(CH151*$N$20*(100-$E$49)+$N$23*CH151)/3600000","v":{"$error":"#VALUE!"}},{"$f":"IF($E$40=$S$19,IF(OR(AND(A151>=$E$24,$E$25>0),AND(A151>=$E$24,$E$25<0)),$P$65*B151*$N$21*(BZ151)/3.6/1000000,$K$65*B151*$N$21*(BZ151)/3.6/1000000),0)","v":{"$error":"#DIV/0!"}},{"$f":"IF($E$37=$S$19,IF(OR(AND(A151>=$E$24,$E$25>0),AND(A151>=$E$24,$E$25<0)),$P$65*B151*$N$21*(CC151)/3.6/1000000,$K$65*B151*$N$21*(CC151)/3.6/1000000),0)","v":{"$error":"#DIV/0!"}},{"$f":"IF($E$34=$D$34,IF(OR(AND(A151>=$E$24,$E$25>0),AND(A151>=$E$24,$E$25<0)),MAX(0,-(BP151-R151)*B151*$P$65*$N$21/1000),MAX(0,-(BP151-R151)*B151*$K$65*$N$21/1000)),IF(OR(AND(A151>=$E$24,$E$25>0),AND(A151>=$E$24,$E$25<0)),MAX(0,-(BP151-X151)*B151*$P$65*$N$21/1000),MAX(0,-(BP151-X151)*B151*$K$65*$N$21/1000)))","v":{"$error":"#VALUE!"}},{"$f":"IF($E$47=$S$14,0,IF($E$47=$S$15,CG151,CI151))","v":0},{"$f":"IF(E151>0,BK151,222)","v":{"$error":"#VALUE!"}},{"$f":"IF(E151>0,BO151,222)","v":{"$error":"#VALUE!"}},{"$error":"#N/A"},{"$f":"IF($E$34=$D$34,IF(B151>0,Q151,-222),IF(B151>0,W151,-222))","v":{"$error":"#N/A"}},{"$f":"IF(B151>0,BY151,-222)","v":{"$error":"#N/A"}},{"$f":"IF(B151>0,BX151,-222)","v":{"$error":"#N/A"}},{"$f":"IF(OR(AND(A151>=$E$24,$E$25>0),AND(A151>=$E$24,$E$25<0)),B151*($R$65/1000),B151*($M$65)/1000)","v":{"$error":"#N/A"}},{"$f":"IF(B151>0,BJ151,222)","v":{"$error":"#N/A"}},{"$f":"IF(B151>0,BJ151,-222)","v":{"$error":"#N/A"}},{"$error":"#DIV/0!"},{"$error":"#VALUE!"},22,{"$error":"#VALUE!"},7,0,0]
[8,{"$f":"Klimadaten!O38/168*L$59","v":{"$error":"#N/A"}},{"$f":"Klimadaten!Q38","v":{"$error":"#VALUE!"}},{"$f":"Klimadaten!N38","v":{"$error":"#N/A"}},{"$error":"#VALUE!"},0,8,14,8,8,0,8,{"$error":"#VALUE!"},{"$error":"#VALUE!"},{"$error":"#VALUE!"},{"$error":"#VALUE!"},{"$error":"#VALUE!"},{"$error":"#VALUE!"},{"$error":"#VALUE!"},8,8,0,8,{"$error":"#VALUE!"},{"$error":"#VALUE!"},9,{"$f":"IF($E$34=$D$34,MIN(AbsFeuchte(Z152,100%,$N$17),R152),MIN(AbsFeuchte(Z152,100%,$N$17),X152))","v":{"$error":"#VALUE!"}},{"$error":"#VALUE!"},9,32,89.640879999999996,9,{"$error":"#VALUE!"},{"$error":"#VALUE!"},{"$error":"#VALUE!"},{"$error":"#VALUE!"},9,{"$error":"#VALUE!"},{"$error":"#VALUE!"},{"$error":"#VALUE!"},{"$error":"#VALUE!"},{"$error":"#VALUE!"},{"$error":"#VALUE!"},{"$error":"#VALUE!"},{"$error":"#VALUE!"},{"$error":"#VALUE!"},{"$error":"#VALUE!"},{"$error":"#VALUE!"},{"$error":"#VALUE!"},1,0,1,0,{"$f":"IF($E$34=$D$34,IF(AW152=1,Fall1Tzul(AX152,AY152,BJ152,Q152),0),IF(AW152=1,Fall1Tzul(AX152,AY152,BJ152,W152),0))","v":{"$error":"#VALUE!"}},{"$f":"IF($E$34=$D$34,IF(AW152=1,Fall1xzul(AX152,AY152,BL152,R152),0),IF(AW152=1,Fall1xzul(AX152,AY152,BL152,X152),0))","v":{"$error":"#VALUE!"}},{"$f":"IF($E$34=$D$34,IF(AW152=2,Fall2Tzul(AX152, AZ152, BJ152,Q152, Z152),0),IF(AW152=2,Fall2Tzul(AX152, AZ152, BJ152,W152, Z152),0))","v":{"$error":"#VALUE!"}},{"$f":"IF($E$34=$D$34,IF(AW152=2,Fall2xzul(AX152,AZ152,BL152,R152,AA152),0),IF(AW152=2,Fall2xzul(AX152,AZ152,BL152,X152,AA152),0))","v":{"$error":"#VALUE!"}},{"$error":"#VALUE!"},{"$error":"#VALUE!"},{"$error":"#VALUE!"},{"$error":"#VALUE!"},22,{"$error":"#VALUE!"},{"$f":"AbsFeuchte(BJ152,BK152,$N$17)","v":{"$error":"#VALUE!"}},{"$error":"#VALUE!"},{"$error":"#VALUE!"},{"$error":"#VALUE!"},{"$error":"#VALUE!"},{"$error":"#VALUE!"},24,{"$error":"#VALUE!"},{"$f":"AbsFeuchte(BR152,BS152,$N$17)","v":{"$error":"#VALUE!"}},{"$f":"IF($I$19=0,IF(E$11=$S$8,BR152+$N$16,BR152),IF(E$11=$S$8,BR152+$N$16+#REF!,BR152+$I$19))","v":24},{"$error":"#VALUE!"},{"$error":"#VALUE!"},{"$error":"#VALUE!"},{"$error":"#VALUE!"},{"$error":"#VALUE!"},0,0,{"$error":"#VALUE!"},{"$error":"#N/A"},{"$error":"#DIV/0!"},{"$error":"#DIV/0!"},{"$error":"#DIV/0!"},{"$error":"#VALUE!"},{"$error":"#VALUE!"},{"$error":"#DIV/0!"},{"$error":"#DIV/0!"},{"$error":"#VALUE!"},0,{"$error":"#VALUE!"},{"$error":"#VALUE!"},{"$error":"#N/A"},{"$error":"#N/A"},{"$error":"#N/A"},{"$error":"#N/A"},{"$error":"#N/A"},{"$error":"#N/A"},{"$error":"#N/A"},{"$error":"#DIV/0!"},{"$error":"#VALUE!"},22,{"$error":"#VALUE!"},8,0,0]
[9,{"$f":"Klimadaten!O39/168*L$59","v":{"$error":"#N/A"}},{"$f":"Klimadaten!Q39","v":{"$error":"#VALUE!"}},{"$f":"Klimadaten!N39","v":{"$error":"#N/A"}},{"$error":"#VALUE!"},0,9,13,9,9,0,9,{"$error":"#VALUE!"},{"$error":"#VALUE!"},{"$error":"#VALUE!"},{"$error":"#VALUE!"},{"$error":"#VALUE!"},{"$error":"#VALUE!"},{"$error":"#VALUE!"},9,9,0,9,{"$error":"#VALUE!"},{"$error":"#VALUE!"},9,{"$f":"IF($E$34=$D$34,MIN(AbsFeuchte(Z153,100%,$N$17),R153),MIN(AbsFeuchte(Z153,100%,$N$17),X153))","v":{"$error":"#VALUE!"}},{"$error":"#VALUE!"},9,33,92.159219999999991,9,{"$error":"#VALUE!"},{"$error":"#VALUE!"},{"$error":"#VALUE!"},{"$error":"#VALUE!"},9,{"$error":"#VALUE!"},{"$error":"#VALUE!"},{"$error":"#VALUE!"},{"$error":"#VALUE!"},{"$error":"#VALUE!"},{"$error":"#VALUE!"},{"$error":"#VALUE!"},{"$error":"#VALUE!"},{"$error":"#VALUE!"},{"$error":"#VALUE!"},{"$error":"#VALUE!"},{"$error":"#VALUE!"},1,0,1,0,{"$f":"IF($E$34=$D$34,IF(AW153=1,Fall1Tzul(AX153,AY153,BJ153,Q153),0),IF(AW153=1,Fall1Tzul(AX153,AY153,BJ153,W153),0))","v":{"$error":"#VALUE!"}},{"$f":"IF($E$34=$D$34,IF(AW153=1,Fall1xzul(AX153,AY153,BL153,R153),0),IF(AW153=1,Fall1xzul(AX153,AY153,BL153,X153),0))","v":{"$error":"#VALUE!"}},{"$f":"IF($E$34=$D$34,IF(AW153=2,Fall2Tzul(AX153, AZ153, BJ153,Q153, Z153),0),IF(AW153=2,Fall2Tzul(AX153, AZ153, BJ153,W153, Z153),0))","v":{"$error":"#VALUE!"}},{"$f":"IF($E$34=$D$34,IF(AW153=2,Fall2xzul(AX153,AZ153,BL153,R153,AA153),0),IF(AW153=2,Fall2xzul(AX153,AZ153,BL153,X153,AA153),0))","v":{"$error":"#VALUE!"}},{"$error":"#VALUE!"},{"$error":"#VALUE!"},{"$error":"#VALUE!"},{"$error":"#VALUE!"},22,{"$error":"#VALUE!"},{"$f":"AbsFeuchte(BJ153,BK153,$N$17)","v":{"$error":"#VALUE!"}},{"$error":"#VALUE!"},{"$error":"#VALUE!"},{"$error":"#VALUE!"},{"$error":"#VALUE!"},{"$error":"#VALUE!"},24,{"$error":"#VALUE!"},{"$f":"AbsFeuchte(BR153,BS153,$N$17)","v":{"$error":"#VALUE!"}},{"$f":"IF($I$19=0,IF(E$11=$S$8,BR153+$N$16,BR153),IF(E$11=$S$8,BR153+$N$16+#REF!,BR153+$I$19))","v":24},{"$error":"#VALUE!"},{"$error":"#VALUE!"},{"$error":"#VALUE!"},{"$error":"#VALUE!"},{"$error":"#VALUE!"},0,0,{"$error":"#VALUE!"},{"$error":"#N/A"},{"$error":"#DIV/0!"},{"$error":"#DIV/0!"},{"$error":"#DIV/0!"},{"$error":"#VALUE!"},{"$error":"#VALUE!"},{"$error":"#DIV/0!"},{"$error":"#DIV/0!"},{"$error":"#VALUE!"},0,{"$error":"#VALUE!"},{"$error":"#VALUE!"},{"$f":"IF(B153>0,W153,222)","v":{"$error":"#N/A"}},{"$error":"#N/A"},{"$error":"#N/A"},{"$error":"#N/A"},{"$error":"#N/A"},{"$error":"#N/A"},{"$error":"#N/A"},{"$error":"#DIV/0!"},{"$error":"#VALUE!"},22,{"$error":"#VALUE!"},9,0,0]
[10,{"$f":"Klimadaten!O40/168*L$59","v":{"$error":"#N/A"}},{"$f":"Klimadaten!Q40","v":{"$error":"#VALUE!"}},{"$f":"Klimadaten!N40","v":{"$error":"#N/A"}},{"$error":"#VALUE!"},0,10,12,10,10,0,10,{"$error":"#VALUE!"},{"$error":"#VALUE!"},{"$error":"#VALUE!"},{"$error":"#VALUE!"},{"$error":"#VALUE!"},{"$error":"#VALUE!"},{"$error":"#VALUE!"},10,10,0,10,{"$error":"#VALUE!"},{"$error":"#VALUE!"},9,{"$f":"IF($E$34=$D$34,MIN(AbsFeuchte(Z154,100%,$N$17),R154),MIN(AbsFeuchte(Z154,100%,$N$17),X154))","v":{"$error":"#VALUE!"}},{"$error":"#VALUE!"},9,34,94.67756,9,{"$error":"#VALUE!"},{"$error":"#VALUE!"},{"$error":"#VALUE!"},{"$error":"#VALUE!"},10,{"$error":"#VALUE!"},{"$error":"#VALUE!"},{"$error":"#VALUE!"},{"$error":"#VALUE!"},{"$error":"#VALUE!"},{"$error":"#VALUE!"},{"$error":"#VALUE!"},{"$error":"#VALUE!"},{"$error":"#VALUE!"},{"$error":"#VALUE!"},{"$error":"#VALUE!"},{"$error":"#VALUE!"},1,0,1,0,{"$f":"IF($E$34=$D$34,IF(AW154=1,Fall1Tzul(AX154,AY154,BJ154,Q154),0),IF(AW154=1,Fall1Tzul(AX154,AY154,BJ154,W154),0))","v":{"$error":"#VALUE!"}},{"$f":"IF($E$34=$D$34,IF(AW154=1,Fall1xzul(AX154,AY154,BL154,R154),0),IF(AW154=1,Fall1xzul(AX154,AY154,BL154,X154),0))","v":{"$error":"#VALUE!"}},{"$f":"IF($E$34=$D$34,IF(AW154=2,Fall2Tzul(AX154, AZ154, BJ154,Q154, Z154),0),IF(AW154=2,Fall2Tzul(AX154, AZ154, BJ154,W154, Z154),0))","v":{"$error":"#VALUE!"}},{"$f":"IF($E$34=$D$34,IF(AW154=2,Fall2xzul(AX154,AZ154,BL154,R154,AA154),0),IF(AW154=2,Fall2xzul(AX154,AZ154,BL154,X154,AA154),0))","v":{"$error":"#VALUE!"}},{"$error":"#VALUE!"},{"$error":"#VALUE!"},{"$error":"#VALUE!"},{"$error":"#VALUE!"},22,{"$error":"#VALUE!"},{"$f":"AbsFeuchte(BJ154,BK154,$N$17)","v":{"$error":"#VALUE!"}},{"$error":"#VALUE!"},{"$error":"#VALUE!"},{"$error":"#VALUE!"},{"$error":"#VALUE!"},{"$error":"#VALUE!"},24,{"$error":"#VALUE!"},{"$f":"AbsFeuchte(BR154,BS154,$N$17)","v":{"$error":"#VALUE!"}},{"$f":"IF($I$19=0,IF(E$11=$S$8,BR154+$N$16,BR154),IF(E$11=$S$8,BR154+$N$16+#REF!,BR154+$I$19))","v":24},{"$error":"#VALUE!"},{"$error":"#VALUE!"},{"$error":"#VALUE!"},{"$error":"#VALUE!"},{"$error":"#VALUE!"},0,0,{"$error":"#VALUE!"},{"$error":"#N/A"},{"$error":"#DIV/0!"},{"$error":"#DIV/0!"},{"$error":"#DIV/0!"},{"$error":"#VALUE!"},{"$error":"#VALUE!"},{"$error":"#DIV/0!"},{"$error":"#DIV/0!"},{"$error":"#VALUE!"},0,{"$error":"#VALUE!"},{"$error":"#VALUE!"},{"$error":"#N/A"},{"$error":"#N/A"},{"$error":"#N/A"},{"$error":"#N/A"},{"$error":"#N/A"},{"$error":"#N/A"},{"$error":"#N/A"},{"$error":"#DIV/0!"},{"$error":"#VALUE!"},22,{"$error":"#VALUE!"},10,0,0]
[11,{"$f":"Klimadaten!O41/168*L$59","v":{"$error":"#N/A"}},{"$f":"Klimadaten!Q41","v":{"$error":"#VALUE!"}},{"$f":"Klimadaten!N41","v":{"$error":"#N/A"}},{"$error":"#VALUE!"},0,11,11,11,11,0,11,{"$error":"#VALUE!"},{"$error":"#VALUE!"},{"$error":"#VALUE!"},{"$error":"#VALUE!"},{"$error":"#VALUE!"},{"$error":"#VALUE!"},{"$error":"#VALUE!"},11,11,0,11,{"$error":"#VALUE!"},{"$error":"#VALUE!"},9,{"$f":"IF($E$34=$D$34,MIN(AbsFeuchte(Z155,100%,$N$17),R155),MIN(AbsFeuchte(Z155,100%,$N$17),X155))","v":{"$error":"#VALUE!"}},{"$error":"#VALUE!"},9,35,97.195899999999995,9,{"$error":"#VALUE!"},{"$error":"#VALUE!"},{"$error":"#VALUE!"},{"$error":"#VALUE!"},11,{"$error":"#VALUE!"},{"$error":"#VALUE!"},{"$error":"#VALUE!"},{"$error":"#VALUE!"},{"$error":"#VALUE!"},{"$error":"#VALUE!"},{"$error":"#VALUE!"},{"$error":"#VALUE!"},{"$error":"#VALUE!"},{"$error":"#VALUE!"},{"$error":"#VALUE!"},{"$error":"#VALUE!"},1,0,1,0,{"$f":"IF($E$34=$D$34,IF(AW155=1,Fall1Tzul(AX155,AY155,BJ155,Q155),0),IF(AW155=1,Fall1Tzul(AX155,AY155,BJ155,W155),0))","v":{"$error":"#VALUE!"}},{"$f":"IF($E$34=$D$34,IF(AW155=1,Fall1xzul(AX155,AY155,BL155,R155),0),IF(AW155=1,Fall1xzul(AX155,AY155,BL155,X155),0))","v":{"$error":"#VALUE!"}},{"$f":"IF($E$34=$D$34,IF(AW155=2,Fall2Tzul(AX155, AZ155, BJ155,Q155, Z155),0),IF(AW155=2,Fall2Tzul(AX155, AZ155, BJ155,W155, Z155),0))","v":{"$error":"#VALUE!"}},{"$f":"IF($E$34=$D$34,IF(AW155=2,Fall2xzul(AX155,AZ155,BL155,R155,AA155),0),IF(AW155=2,Fall2xzul(AX155,AZ155,BL155,X155,AA155),0))","v":{"$error":"#VALUE!"}},{"$error":"#VALUE!"},{"$error":"#VALUE!"},{"$error":"#VALUE!"},{"$error":"#VALUE!"},22,{"$error":"#VALUE!"},{"$f":"AbsFeuchte(BJ155,BK155,$N$17)","v":{"$error":"#VALUE!"}},{"$error":"#VALUE!"},{"$error":"#VALUE!"},{"$error":"#VALUE!"},{"$error":"#VALUE!"},{"$error":"#VALUE!"},24,{"$error":"#VALUE!"},{"$f":"AbsFeuchte(BR155,BS155,$N$17)","v":{"$error":"#VALUE!"}},{"$f":"IF($I$19=0,IF(E$11=$S$8,BR155+$N$16,BR155),IF(E$11=$S$8,BR155+$N$16+#REF!,BR155+$I$19))","v":24},{"$error":"#VALUE!"},{"$error":"#VALUE!"},{"$error":"#VALUE!"},{"$error":"#VALUE!"},{"$error":"#VALUE!"},0,0,{"$error":"#VALUE!"},{"$error":"#N/A"},{"$error":"#DIV/0!"},{"$error":"#DIV/0!"},{"$error":"#DIV/0!"},{"$error":"#VALUE!"},{"$error":"#VALUE!"},{"$error":"#DIV/0!"},{"$error":"#DIV/0!"},{"$error":"#VALUE!"},0,{"$error":"#VALUE!"},{"$error":"#VALUE!"},{"$error":"#N/A"},{"$error":"#N/A"},{"$error":"#N/A"},{"$error":"#N/A"},{"$error":"#N/A"},{"$error":"#N/A"},{"$error":"#N/A"},{"$error":"#DIV/0!"},{"$error":"#VALUE!"},22,{"$error":"#VALUE!"},11,0,0]
[12,{"$f":"Klimadaten!O42/168*L$59","v":{"$error":"#N/A"}},{"$f":"Klimadaten!Q42","v":{"$error":"#VALUE!"}},{"$f":"Klimadaten!N42","v":{"$error":"#N/A"}},{"$error":"#VALUE!"},0,12,10,12,12,0,12,{"$error":"#VALUE!"},{"$error":"#VALUE!"},{"$error":"#VALUE!"},{"$error":"#VALUE!"},{"$error":"#VALUE!"},{"$error":"#VALUE!"},{"$error":"#VALUE!"},12,12,0,12,{"$error":"#VALUE!"},{"$error":"#VALUE!"},9,{"$f":"IF($E$34=$D$34,MIN(AbsFeuchte(Z156,100%,$N$17),R156),MIN(AbsFeuchte(Z156,100%,$N$17),X156))","v":{"$error":"#VALUE!"}},{"$error":"#VALUE!"},9,36,99.71423999999999,9,{"$error":"#VALUE!"},{"$error":"#VALUE!"},{"$error":"#VALUE!"},{"$error":"#VALUE!"},12,{"$error":"#VALUE!"},{"$error":"#VALUE!"},{"$error":"#VALUE!"},{"$error":"#VALUE!"},{"$error":"#VALUE!"},{"$error":"#VALUE!"},{"$error":"#VALUE!"},{"$error":"#VALUE!"},{"$error":"#VALUE!"},{"$error":"#VALUE!"},{"$error":"#VALUE!"},{"$error":"#VALUE!"},1,0,1,0,{"$f":"IF($E$34=$D$34,IF(AW156=1,Fall1Tzul(AX156,AY156,BJ156,Q156),0),IF(AW156=1,Fall1Tzul(AX156,AY156,BJ156,W156),0))","v":{"$error":"#VALUE!"}},{"$f":"IF($E$34=$D$34,IF(AW156=1,Fall1xzul(AX156,AY156,BL156,R156),0),IF(AW156=1,Fall1xzul(AX156,AY156,BL156,X156),0))","v":{"$error":"#VALUE!"}},{"$f":"IF($E$34=$D$34,IF(AW156=2,Fall2Tzul(AX156, AZ156, BJ156,Q156, Z156),0),IF(AW156=2,Fall2Tzul(AX156, AZ156, BJ156,W156, Z156),0))","v":{"$error":"#VALUE!"}},{"$f":"IF($E$34=$D$34,IF(AW156=2,Fall2xzul(AX156,AZ156,BL156,R156,AA156),0),IF(AW156=2,Fall2xzul(AX156,AZ156,BL156,X156,AA156),0))","v":{"$error":"#VALUE!"}},{"$error":"#VALUE!"},{"$error":"#VALUE!"},{"$error":"#VALUE!"},{"$error":"#VALUE!"},22,{"$error":"#VALUE!"},{"$f":"AbsFeuchte(BJ156,BK156,$N$17)","v":{"$error":"#VALUE!"}},{"$error":"#VALUE!"},{"$error":"#VALUE!"},{"$error":"#VALUE!"},{"$error":"#VALUE!"},{"$error":"#VALUE!"},24,{"$error":"#VALUE!"},{"$f":"AbsFeuchte(BR156,BS156,$N$17)","v":{"$error":"#VALUE!"}},{"$f":"IF($I$19=0,IF(E$11=$S$8,BR156+$N$16,BR156),IF(E$11=$S$8,BR156+$N$16+#REF!,BR156+$I$19))","v":24},{"$error":"#VALUE!"},{"$error":"#VALUE!"},{"$error":"#VALUE!"},{"$error":"#VALUE!"},{"$error":"#VALUE!"},0,0,{"$error":"#VALUE!"},{"$error":"#N/A"},{"$error":"#DIV/0!"},{"$error":"#DIV/0!"},{"$error":"#DIV/0!"},{"$error":"#VALUE!"},{"$error":"#VALUE!"},{"$error":"#DIV/0!"},{"$error":"#DIV/0!"},{"$error":"#VALUE!"},0,{"$error":"#VALUE!"},{"$error":"#VALUE!"},{"$error":"#N/A"},{"$error":"#N/A"},{"$error":"#N/A"},{"$error":"#N/A"},{"$error":"#N/A"},{"$error":"#N/A"},{"$error":"#N/A"},{"$error":"#DIV/0!"},{"$error":"#VALUE!"},22,{"$error":"#VALUE!"},12,0,0]
[13,{"$f":"Klimadaten!O43/168*L$59","v":{"$error":"#N/A"}},{"$f":"Klimadaten!Q43","v":{"$error":"#VALUE!"}},{"$f":"Klimadaten!N43","v":{"$error":"#N/A"}},{"$error":"#VALUE!"},0,13,9,13,13,0,13,{"$error":"#VALUE!"},{"$error":"#VALUE!"},{"$error":"#VALUE!"},{"$error":"#VALUE!"},{"$error":"#VALUE!"},{"$error":"#VALUE!"},{"$error":"#VALUE!"},13,13,0,13,{"$error":"#VALUE!"},{"$error":"#VALUE!"},9,{"$f":"IF($E$34=$D$34,MIN(AbsFeuchte(Z157,100%,$N$17),R157),MIN(AbsFeuchte(Z157,100%,$N$17),X157))","v":{"$error":"#VALUE!"}},{"$error":"#VALUE!"},9,37,102.23257999999998,9,{"$error":"#VALUE!"},{"$error":"#VALUE!"},{"$error":"#VALUE!"},{"$error":"#VALUE!"},13,{"$error":"#VALUE!"},{"$error":"#VALUE!"},{"$error":"#VALUE!"},{"$error":"#VALUE!"},{"$error":"#VALUE!"},{"$error":"#VALUE!"},{"$error":"#VALUE!"},{"$error":"#VALUE!"},{"$error":"#VALUE!"},{"$error":"#VALUE!"},{"$error":"#VALUE!"},{"$error":"#VALUE!"},1,0,1,0,{"$f":"IF($E$34=$D$34,IF(AW157=1,Fall1Tzul(AX157,AY157,BJ157,Q157),0),IF(AW157=1,Fall1Tzul(AX157,AY157,BJ157,W157),0))","v":{"$error":"#VALUE!"}},{"$f":"IF($E$34=$D$34,IF(AW157=1,Fall1xzul(AX157,AY157,BL157,R157),0),IF(AW157=1,Fall1xzul(AX157,AY157,BL157,X157),0))","v":{"$error":"#VALUE!"}},{"$f":"IF($E$34=$D$34,IF(AW157=2,Fall2Tzul(AX157, AZ157, BJ157,Q157, Z157),0),IF(AW157=2,Fall2Tzul(AX157, AZ157, BJ157,W157, Z157),0))","v":{"$error":"#VALUE!"}},{"$f":"IF($E$34=$D$34,IF(AW157=2,Fall2xzul(AX157,AZ157,BL157,R157,AA157),0),IF(AW157=2,Fall2xzul(AX157,AZ157,BL157,X157,AA157),0))","v":{"$error":"#VALUE!"}},{"$error":"#VALUE!"},{"$error":"#VALUE!"},{"$error":"#VALUE!"},{"$error":"#VALUE!"},22,{"$error":"#VALUE!"},{"$f":"AbsFeuchte(BJ157,BK157,$N$17)","v":{"$error":"#VALUE!"}},{"$error":"#VALUE!"},{"$error":"#VALUE!"},{"$error":"#VALUE!"},{"$error":"#VALUE!"},{"$error":"#VALUE!"},24,{"$error":"#VALUE!"},{"$f":"AbsFeuchte(BR157,BS157,$N$17)","v":{"$error":"#VALUE!"}},{"$f":"IF($I$19=0,IF(E$11=$S$8,BR157+$N$16,BR157),IF(E$11=$S$8,BR157+$N$16+#REF!,BR157+$I$19))","v":24},{"$error":"#VALUE!"},{"$error":"#VALUE!"},{"$error":"#VALUE!"},{"$error":"#VALUE!"},{"$error":"#VALUE!"},0,0,{"$error":"#VALUE!"},{"$error":"#N/A"},{"$error":"#DIV/0!"},{"$error":"#DIV/0!"},{"$error":"#DIV/0!"},{"$error":"#VALUE!"},{"$error":"#VALUE!"},{"$error":"#DIV/0!"},{"$error":"#DIV/0!"},{"$error":"#VALUE!"},0,{"$error":"#VALUE!"},{"$error":"#VALUE!"},{"$error":"#N/A"},{"$error":"#N/A"},{"$error":"#N/A"},{"$error":"#N/A"},{"$error":"#N/A"},{"$error":"#N/A"},{"$error":"#N/A"},{"$error":"#DIV/0!"},{"$error":"#VALUE!"},22,{"$error":"#VALUE!"},13,0,0]
[14,{"$f":"Klimadaten!O44/168*L$59","v":{"$error":"#N/A"}},{"$f":"Klimadaten!Q44","v":{"$error":"#VALUE!"}},{"$f":"Klimadaten!N44","v":{"$error":"#N/A"}},{"$error":"#VALUE!"},0,14,8,14,14,0,14,{"$error":"#VALUE!"},{"$error":"#VALUE!"},{"$error":"#VALUE!"},{"$error":"#VALUE!"},{"$f":"L158*(1-P158)+BU158*P158","v":{"$error":"#VALUE!"}},{"$error":"#VALUE!"},{"$error":"#VALUE!"},14,14,0,14,{"$error":"#VALUE!"},{"$error":"#VALUE!"},9,{"$f":"IF($E$34=$D$34,MIN(AbsFeuchte(Z158,100%,$N$17),R158),MIN(AbsFeuchte(Z158,100%,$N$17),X158))","v":{"$error":"#VALUE!"}},{"$error":"#VALUE!"},9,38,104.75091999999999,9,{"$error":"#VALUE!"},{"$error":"#VALUE!"},{"$error":"#VALUE!"},{"$error":"#VALUE!"},14,{"$error":"#VALUE!"},{"$error":"#VALUE!"},{"$error":"#VALUE!"},{"$error":"#VALUE!"},{"$error":"#VALUE!"},{"$error":"#VALUE!"},{"$error":"#VALUE!"},{"$error":"#VALUE!"},{"$error":"#VALUE!"},{"$error":"#VALUE!"},{"$error":"#VALUE!"},{"$error":"#VALUE!"},1,0,1,0,{"$f":"IF($E$34=$D$34,IF(AW158=1,Fall1Tzul(AX158,AY158,BJ158,Q158),0),IF(AW158=1,Fall1Tzul(AX158,AY158,BJ158,W158),0))","v":{"$error":"#VALUE!"}},{"$f":"IF($E$34=$D$34,IF(AW158=1,Fall1xzul(AX158,AY158,BL158,R158),0),IF(AW158=1,Fall1xzul(AX158,AY158,BL158,X158),0))","v":{"$error":"#VALUE!"}},{"$f":"IF($E$34=$D$34,IF(AW158=2,Fall2Tzul(AX158, AZ158, BJ158,Q158, Z158),0),IF(AW158=2,Fall2Tzul(AX158, AZ158, BJ158,W158, Z158),0))","v":{"$error":"#VALUE!"}},{"$f":"IF($E$34=$D$34,IF(AW158=2,Fall2xzul(AX158,AZ158,BL158,R158,AA158),0),IF(AW158=2,Fall2xzul(AX158,AZ158,BL158,X158,AA158),0))","v":{"$error":"#VALUE!"}},{"$error":"#VALUE!"},{"$error":"#VALUE!"},{"$error":"#VALUE!"},{"$error":"#VALUE!"},22,{"$error":"#VALUE!"},{"$f":"AbsFeuchte(BJ158,BK158,$N$17)","v":{"$error":"#VALUE!"}},{"$error":"#VALUE!"},{"$error":"#VALUE!"},{"$error":"#VALUE!"},{"$error":"#VALUE!"},{"$error":"#VALUE!"},24,{"$error":"#VALUE!"},{"$f":"AbsFeuchte(BR158,BS158,$N$17)","v":{"$error":"#VALUE!"}},{"$f":"IF($I$19=0,IF(E$11=$S$8,BR158+$N$16,BR158),IF(E$11=$S$8,BR158+$N$16+#REF!,BR158+$I$19))","v":24},{"$error":"#VALUE!"},{"$error":"#VALUE!"},{"$error":"#VALUE!"},{"$error":"#VALUE!"},{"$error":"#VALUE!"},0,0,{"$error":"#VALUE!"},{"$error":"#N/A"},{"$error":"#DIV/0!"},{"$error":"#DIV/0!"},{"$error":"#DIV/0!"},{"$error":"#VALUE!"},{"$error":"#VALUE!"},{"$error":"#DIV/0!"},{"$error":"#DIV/0!"},{"$error":"#VALUE!"},0,{"$error":"#VALUE!"},{"$error":"#VALUE!"},{"$error":"#N/A"},{"$error":"#N/A"},{"$error":"#N/A"},{"$error":"#N/A"},{"$error":"#N/A"},{"$error":"#N/A"},{"$error":"#N/A"},{"$error":"#DIV/0!"},{"$error":"#VALUE!"},22,{"$error":"#VALUE!"},14,0,0]
[15,{"$f":"Klimadaten!O45/168*L$59","v":{"$error":"#N/A"}},{"$f":"Klimadaten!Q45","v":{"$error":"#VALUE!"}},{"$f":"Klimadaten!N45","v":{"$error":"#N/A"}},{"$error":"#VALUE!"},0,15,7,15,15,0,15,{"$error":"#VALUE!"},{"$error":"#VALUE!"},{"$error":"#VALUE!"},{"$error":"#VALUE!"},{"$error":"#VALUE!"},{"$error":"#VALUE!"},{"$error":"#VALUE!"},15,15,0,15,{"$error":"#VALUE!"},{"$error":"#VALUE!"},9,{"$f":"IF($E$34=$D$34,MIN(AbsFeuchte(Z159,100%,$N$17),R159),MIN(AbsFeuchte(Z159,100%,$N$17),X159))","v":{"$error":"#VALUE!"}},{"$error":"#VALUE!"},9,39,107.26925999999999,9,{"$error":"#VALUE!"},{"$error":"#VALUE!"},{"$error":"#VALUE!"},{"$error":"#VALUE!"},15,{"$error":"#VALUE!"},{"$error":"#VALUE!"},{"$error":"#VALUE!"},{"$error":"#VALUE!"},{"$error":"#VALUE!"},{"$error":"#VALUE!"},{"$error":"#VALUE!"},{"$error":"#VALUE!"},{"$error":"#VALUE!"},{"$error":"#VALUE!"},{"$error":"#VALUE!"},{"$error":"#VALUE!"},1,0,1,0,{"$f":"IF($E$34=$D$34,IF(AW159=1,Fall1Tzul(AX159,AY159,BJ159,Q159),0),IF(AW159=1,Fall1Tzul(AX159,AY159,BJ159,W159),0))","v":{"$error":"#VALUE!"}},{"$f":"IF($E$34=$D$34,IF(AW159=1,Fall1xzul(AX159,AY159,BL159,R159),0),IF(AW159=1,Fall1xzul(AX159,AY159,BL159,X159),0))","v":{"$error":"#VALUE!"}},{"$f":"IF($E$34=$D$34,IF(AW159=2,Fall2Tzul(AX159, AZ159, BJ159,Q159, Z159),0),IF(AW159=2,Fall2Tzul(AX159, AZ159, BJ159,W159, Z159),0))","v":{"$error":"#VALUE!"}},{"$f":"IF($E$34=$D$34,IF(AW159=2,Fall2xzul(AX159,AZ159,BL159,R159,AA159),0),IF(AW159=2,Fall2xzul(AX159,AZ159,BL159,X159,AA159),0))","v":{"$error":"#VALUE!"}},{"$error":"#VALUE!"},{"$error":"#VALUE!"},{"$error":"#VALUE!"},{"$error":"#VALUE!"},22,{"$error":"#VALUE!"},{"$f":"AbsFeuchte(BJ159,BK159,$N$17)","v":{"$error":"#VALUE!"}},{"$error":"#VALUE!"},{"$error":"#VALUE!"},{"$error":"#VALUE!"},{"$error":"#VALUE!"},{"$error":"#VALUE!"},24,{"$error":"#VALUE!"},{"$f":"AbsFeuchte(BR159,BS159,$N$17)","v":{"$error":"#VALUE!"}},{"$f":"IF($I$19=0,IF(E$11=$S$8,BR159+$N$16,BR159),IF(E$11=$S$8,BR159+$N$16+#REF!,BR159+$I$19))","v":24},{"$error":"#VALUE!"},{"$error":"#VALUE!"},{"$error":"#VALUE!"},{"$error":"#VALUE!"},{"$error":"#VALUE!"},0,0,{"$error":"#VALUE!"},{"$error":"#N/A"},{"$error":"#DIV/0!"},{"$error":"#DIV/0!"},{"$error":"#DIV/0!"},{"$error":"#VALUE!"},{"$error":"#VALUE!"},{"$error":"#DIV/0!"},{"$error":"#DIV/0!"},{"$error":"#VALUE!"},0,{"$error":"#VALUE!"},{"$error":"#VALUE!"},{"$error":"#N/A"},{"$error":"#N/A"},{"$error":"#N/A"},{"$error":"#N/A"},{"$error":"#N/A"},{"$error":"#N/A"},{"$error":"#N/A"},{"$error":"#DIV/0!"},{"$error":"#VALUE!"},22,{"$error":"#VALUE!"},15,0,0]
[16,{"$f":"Klimadaten!O46/168*L$59","v":{"$error":"#N/A"}},{"$f":"Klimadaten!Q46","v":{"$error":"#VALUE!"}},{"$f":"Klimadaten!N46","v":{"$error":"#N/A"}},{"$error":"#VALUE!"},0,16,6,16,16,0,16,{"$error":"#VALUE!"},{"$error":"#VALUE!"},{"$error":"#VALUE!"},{"$error":"#VALUE!"},{"$error":"#VALUE!"},{"$error":"#VALUE!"},{"$error":"#VALUE!"},16,16,0,16,{"$error":"#VALUE!"},{"$error":"#VALUE!"},9,{"$f":"IF($E$34=$D$34,MIN(AbsFeuchte(Z160,100%,$N$17),R160),MIN(AbsFeuchte(Z160,100%,$N$17),X160))","v":{"$error":"#VALUE!"}},{"$error":"#VALUE!"},9,40,109.7876,9,{"$error":"#VALUE!"},{"$error":"#VALUE!"},{"$error":"#VALUE!"},{"$error":"#VALUE!"},16,{"$error":"#VALUE!"},{"$error":"#VALUE!"},{"$error":"#VALUE!"},{"$error":"#VALUE!"},{"$error":"#VALUE!"},{"$error":"#VALUE!"},{"$error":"#VALUE!"},{"$error":"#VALUE!"},{"$error":"#VALUE!"},{"$error":"#VALUE!"},{"$error":"#VALUE!"},{"$error":"#VALUE!"},1,0,1,0,{"$f":"IF($E$34=$D$34,IF(AW160=1,Fall1Tzul(AX160,AY160,BJ160,Q160),0),IF(AW160=1,Fall1Tzul(AX160,AY160,BJ160,W160),0))","v":{"$error":"#VALUE!"}},{"$f":"IF($E$34=$D$34,IF(AW160=1,Fall1xzul(AX160,AY160,BL160,R160),0),IF(AW160=1,Fall1xzul(AX160,AY160,BL160,X160),0))","v":{"$error":"#VALUE!"}},{"$f":"IF($E$34=$D$34,IF(AW160=2,Fall2Tzul(AX160, AZ160, BJ160,Q160, Z160),0),IF(AW160=2,Fall2Tzul(AX160, AZ160, BJ160,W160, Z160),0))","v":{"$error":"#VALUE!"}},{"$f":"IF($E$34=$D$34,IF(AW160=2,Fall2xzul(AX160,AZ160,BL160,R160,AA160),0),IF(AW160=2,Fall2xzul(AX160,AZ160,BL160,X160,AA160),0))","v":{"$error":"#VALUE!"}},{"$error":"#VALUE!"},{"$error":"#VALUE!"},{"$error":"#VALUE!"},{"$error":"#VALUE!"},22,{"$error":"#VALUE!"},{"$f":"AbsFeuchte(BJ160,BK160,$N$17)","v":{"$error":"#VALUE!"}},{"$error":"#VALUE!"},{"$error":"#VALUE!"},{"$error":"#VALUE!"},{"$error":"#VALUE!"},{"$error":"#VALUE!"},24,{"$error":"#VALUE!"},{"$f":"AbsFeuchte(BR160,BS160,$N$17)","v":{"$error":"#VALUE!"}},{"$f":"IF($I$19=0,IF(E$11=$S$8,BR160+$N$16,BR160),IF(E$11=$S$8,BR160+$N$16+#REF!,BR160+$I$19))","v":24},{"$error":"#VALUE!"},{"$error":"#VALUE!"},{"$error":"#VALUE!"},{"$error":"#VALUE!"},{"$error":"#VALUE!"},0,0,{"$error":"#VALUE!"},{"$error":"#N/A"},{"$error":"#DIV/0!"},{"$error":"#DIV/0!"},{"$error":"#DIV/0!"},{"$error":"#VALUE!"},{"$error":"#VALUE!"},{"$error":"#DIV/0!"},{"$error":"#DIV/0!"},{"$error":"#VALUE!"},0,{"$error":"#VALUE!"},{"$error":"#VALUE!"},{"$error":"#N/A"},{"$error":"#N/A"},{"$error":"#N/A"},{"$error":"#N/A"},{"$error":"#N/A"},{"$error":"#N/A"},{"$error":"#N/A"},{"$error":"#DIV/0!"},{"$error":"#VALUE!"},22,{"$error":"#VALUE!"},16,0,0]
[17,{"$f":"Klimadaten!O47/168*L$59","v":{"$error":"#N/A"}},{"$f":"Klimadaten!Q47","v":{"$error":"#VALUE!"}},{"$f":"Klimadaten!N47","v":{"$error":"#N/A"}},{"$error":"#VALUE!"},0,17,5,17,17,0,17,{"$error":"#VALUE!"},{"$error":"#VALUE!"},{"$error":"#VALUE!"},{"$error":"#VALUE!"},{"$error":"#VALUE!"},{"$error":"#VALUE!"},{"$error":"#VALUE!"},17,17,0,17,{"$error":"#VALUE!"},{"$error":"#VALUE!"},9,{"$f":"IF($E$34=$D$34,MIN(AbsFeuchte(Z161,100%,$N$17),R161),MIN(AbsFeuchte(Z161,100%,$N$17),X161))","v":{"$error":"#VALUE!"}},{"$error":"#VALUE!"},9,41,112.30593999999999,9,{"$error":"#VALUE!"},{"$error":"#VALUE!"},{"$error":"#VALUE!"},{"$error":"#VALUE!"},17,{"$error":"#VALUE!"},{"$error":"#VALUE!"},{"$error":"#VALUE!"},{"$error":"#VALUE!"},{"$error":"#VALUE!"},{"$error":"#VALUE!"},{"$error":"#VALUE!"},{"$error":"#VALUE!"},{"$error":"#VALUE!"},{"$error":"#VALUE!"},{"$error":"#VALUE!"},{"$error":"#VALUE!"},1,0,1,0,{"$f":"IF($E$34=$D$34,IF(AW161=1,Fall1Tzul(AX161,AY161,BJ161,Q161),0),IF(AW161=1,Fall1Tzul(AX161,AY161,BJ161,W161),0))","v":{"$error":"#VALUE!"}},{"$f":"IF($E$34=$D$34,IF(AW161=1,Fall1xzul(AX161,AY161,BL161,R161),0),IF(AW161=1,Fall1xzul(AX161,AY161,BL161,X161),0))","v":{"$error":"#VALUE!"}},{"$f":"IF($E$34=$D$34,IF(AW161=2,Fall2Tzul(AX161, AZ161, BJ161,Q161, Z161),0),IF(AW161=2,Fall2Tzul(AX161, AZ161, BJ161,W161, Z161),0))","v":{"$error":"#VALUE!"}},{"$f":"IF($E$34=$D$34,IF(AW161=2,Fall2xzul(AX161,AZ161,BL161,R161,AA161),0),IF(AW161=2,Fall2xzul(AX161,AZ161,BL161,X161,AA161),0))","v":{"$error":"#VALUE!"}},{"$error":"#VALUE!"},{"$error":"#VALUE!"},{"$error":"#VALUE!"},{"$error":"#VALUE!"},22,{"$error":"#VALUE!"},{"$f":"AbsFeuchte(BJ161,BK161,$N$17)","v":{"$error":"#VALUE!"}},{"$error":"#VALUE!"},{"$error":"#VALUE!"},{"$error":"#VALUE!"},{"$error":"#VALUE!"},{"$error":"#VALUE!"},24,{"$error":"#VALUE!"},{"$f":"AbsFeuchte(BR161,BS161,$N$17)","v":{"$error":"#VALUE!"}},{"$f":"IF($I$19=0,IF(E$11=$S$8,BR161+$N$16,BR161),IF(E$11=$S$8,BR161+$N$16+#REF!,BR161+$I$19))","v":24},{"$error":"#VALUE!"},{"$error":"#VALUE!"},{"$error":"#VALUE!"},{"$error":"#VALUE!"},{"$error":"#VALUE!"},0,0,{"$error":"#VALUE!"},{"$error":"#N/A"},{"$error":"#DIV/0!"},{"$error":"#DIV/0!"},{"$error":"#DIV/0!"},{"$error":"#VALUE!"},{"$error":"#VALUE!"},{"$error":"#DIV/0!"},{"$error":"#DIV/0!"},{"$error":"#VALUE!"},0,{"$error":"#VALUE!"},{"$error":"#VALUE!"},{"$error":"#N/A"},{"$error":"#N/A"},{"$error":"#N/A"},{"$error":"#N/A"},{"$error":"#N/A"},{"$error":"#N/A"},{"$error":"#N/A"},{"$error":"#DIV/0!"},{"$error":"#VALUE!"},22,{"$error":"#VALUE!"},17,0,0]
[18,{"$f":"Klimadaten!O48/168*L$59","v":{"$error":"#N/A"}},{"$f":"Klimadaten!Q48","v":{"$error":"#VALUE!"}},{"$f":"Klimadaten!N48","v":{"$error":"#N/A"}},{"$error":"#VALUE!"},0,18,4,18,18,0,18,{"$error":"#VALUE!"},{"$error":"#VALUE!"},{"$error":"#VALUE!"},{"$error":"#VALUE!"},{"$error":"#VALUE!"},{"$error":"#VALUE!"},{"$error":"#VALUE!"},18,18,0,18,{"$error":"#VALUE!"},{"$error":"#VALUE!"},9,{"$f":"IF($E$34=$D$34,MIN(AbsFeuchte(Z162,100%,$N$17),R162),MIN(AbsFeuchte(Z162,100%,$N$17),X162))","v":{"$error":"#VALUE!"}},{"$error":"#VALUE!"},9,42,114.82428,9,{"$error":"#VALUE!"},{"$error":"#VALUE!"},{"$error":"#VALUE!"},{"$error":"#VALUE!"},18,{"$error":"#VALUE!"},{"$error":"#VALUE!"},{"$error":"#VALUE!"},{"$error":"#VALUE!"},{"$error":"#VALUE!"},{"$error":"#VALUE!"},{"$error":"#VALUE!"},{"$error":"#VALUE!"},{"$error":"#VALUE!"},{"$error":"#VALUE!"},{"$error":"#VALUE!"},{"$error":"#VALUE!"},1,0,1,0,{"$f":"IF($E$34=$D$34,IF(AW162=1,Fall1Tzul(AX162,AY162,BJ162,Q162),0),IF(AW162=1,Fall1Tzul(AX162,AY162,BJ162,W162),0))","v":{"$error":"#VALUE!"}},{"$f":"IF($E$34=$D$34,IF(AW162=1,Fall1xzul(AX162,AY162,BL162,R162),0),IF(AW162=1,Fall1xzul(AX162,AY162,BL162,X162),0))","v":{"$error":"#VALUE!"}},{"$f":"IF($E$34=$D$34,IF(AW162=2,Fall2Tzul(AX162, AZ162, BJ162,Q162, Z162),0),IF(AW162=2,Fall2Tzul(AX162, AZ162, BJ162,W162, Z162),0))","v":{"$error":"#VALUE!"}},{"$f":"IF($E$34=$D$34,IF(AW162=2,Fall2xzul(AX162,AZ162,BL162,R162,AA162),0),IF(AW162=2,Fall2xzul(AX162,AZ162,BL162,X162,AA162),0))","v":{"$error":"#VALUE!"}},{"$error":"#VALUE!"},{"$error":"#VALUE!"},{"$error":"#VALUE!"},{"$error":"#VALUE!"},22,{"$error":"#VALUE!"},{"$f":"AbsFeuchte(BJ162,BK162,$N$17)","v":{"$error":"#VALUE!"}},{"$error":"#VALUE!"},{"$error":"#VALUE!"},{"$error":"#VALUE!"},{"$error":"#VALUE!"},{"$error":"#VALUE!"},24,{"$error":"#VALUE!"},{"$f":"AbsFeuchte(BR162,BS162,$N$17)","v":{"$error":"#VALUE!"}},{"$f":"IF($I$19=0,IF(E$11=$S$8,BR162+$N$16,BR162),IF(E$11=$S$8,BR162+$N$16+#REF!,BR162+$I$19))","v":24},{"$error":"#VALUE!"},{"$error":"#VALUE!"},{"$error":"#VALUE!"},{"$error":"#VALUE!"},{"$error":"#VALUE!"},0,0,{"$error":"#VALUE!"},{"$error":"#N/A"},{"$error":"#DIV/0!"},{"$error":"#DIV/0!"},{"$error":"#DIV/0!"},{"$error":"#VALUE!"},{"$error":"#VALUE!"},{"$error":"#DIV/0!"},{"$error":"#DIV/0!"},{"$error":"#VALUE!"},0,{"$error":"#VALUE!"},{"$error":"#VALUE!"},{"$error":"#N/A"},{"$error":"#N/A"},{"$error":"#N/A"},{"$error":"#N/A"},{"$error":"#N/A"},{"$error":"#N/A"},{"$error":"#N/A"},{"$error":"#DIV/0!"},{"$error":"#VALUE!"},22,{"$error":"#VALUE!"},18,0,0]
[19,{"$f":"Klimadaten!O49/168*L$59","v":{"$error":"#N/A"}},{"$f":"Klimadaten!Q49","v":{"$error":"#VALUE!"}},{"$f":"Klimadaten!N49","v":{"$error":"#N/A"}},{"$error":"#VALUE!"},0,19,3,19,19,0,19,{"$error":"#VALUE!"},{"$error":"#VALUE!"},{"$error":"#VALUE!"},{"$error":"#VALUE!"},{"$error":"#VALUE!"},{"$error":"#VALUE!"},{"$error":"#VALUE!"},19,19,0,19,{"$error":"#VALUE!"},{"$error":"#VALUE!"},9,{"$f":"IF($E$34=$D$34,MIN(AbsFeuchte(Z163,100%,$N$17),R163),MIN(AbsFeuchte(Z163,100%,$N$17),X163))","v":{"$error":"#VALUE!"}},{"$error":"#VALUE!"},9,43,117.34261999999998,9,{"$error":"#VALUE!"},{"$error":"#VALUE!"},{"$error":"#VALUE!"},{"$error":"#VALUE!"},19,{"$error":"#VALUE!"},{"$error":"#VALUE!"},{"$error":"#VALUE!"},{"$error":"#VALUE!"},{"$error":"#VALUE!"},{"$error":"#VALUE!"},{"$error":"#VALUE!"},{"$error":"#VALUE!"},{"$error":"#VALUE!"},{"$error":"#VALUE!"},{"$error":"#VALUE!"},{"$error":"#VALUE!"},1,0,1,0,{"$f":"IF($E$34=$D$34,IF(AW163=1,Fall1Tzul(AX163,AY163,BJ163,Q163),0),IF(AW163=1,Fall1Tzul(AX163,AY163,BJ163,W163),0))","v":{"$error":"#VALUE!"}},{"$f":"IF($E$34=$D$34,IF(AW163=1,Fall1xzul(AX163,AY163,BL163,R163),0),IF(AW163=1,Fall1xzul(AX163,AY163,BL163,X163),0))","v":{"$error":"#VALUE!"}},{"$f":"IF($E$34=$D$34,IF(AW163=2,Fall2Tzul(AX163, AZ163, BJ163,Q163, Z163),0),IF(AW163=2,Fall2Tzul(AX163, AZ163, BJ163,W163, Z163),0))","v":{"$error":"#VALUE!"}},{"$f":"IF($E$34=$D$34,IF(AW163=2,Fall2xzul(AX163,AZ163,BL163,R163,AA163),0),IF(AW163=2,Fall2xzul(AX163,AZ163,BL163,X163,AA163),0))","v":{"$error":"#VALUE!"}},{"$error":"#VALUE!"},{"$error":"#VALUE!"},{"$error":"#VALUE!"},{"$error":"#VALUE!"},22,{"$error":"#VALUE!"},{"$f":"AbsFeuchte(BJ163,BK163,$N$17)","v":{"$error":"#VALUE!"}},{"$error":"#VALUE!"},{"$error":"#VALUE!"},{"$error":"#VALUE!"},{"$error":"#VALUE!"},{"$error":"#VALUE!"},24,{"$error":"#VALUE!"},{"$f":"AbsFeuchte(BR163,BS163,$N$17)","v":{"$error":"#VALUE!"}},{"$f":"IF($I$19=0,IF(E$11=$S$8,BR163+$N$16,BR163),IF(E$11=$S$8,BR163+$N$16+#REF!,BR163+$I$19))","v":24},{"$error":"#VALUE!"},{"$error":"#VALUE!"},{"$error":"#VALUE!"},{"$error":"#VALUE!"},{"$error":"#VALUE!"},0,0,{"$error":"#VALUE!"},{"$error":"#N/A"},{"$error":"#DIV/0!"},{"$error":"#DIV/0!"},{"$error":"#DIV/0!"},{"$error":"#VALUE!"},{"$error":"#VALUE!"},{"$error":"#DIV/0!"},{"$error":"#DIV/0!"},{"$error":"#VALUE!"},0,{"$error":"#VALUE!"},{"$error":"#VALUE!"},{"$error":"#N/A"},{"$error":"#N/A"},{"$error":"#N/A"},{"$error":"#N/A"},{"$error":"#N/A"},{"$error":"#N/A"},{"$error":"#N/A"},{"$error":"#DIV/0!"},{"$error":"#VALUE!"},22,{"$error":"#VALUE!"},19,0,0]
[20,{"$f":"Klimadaten!O50/168*L$59","v":{"$error":"#N/A"}},{"$f":"Klimadaten!Q50","v":{"$error":"#VALUE!"}},{"$f":"Klimadaten!N50","v":{"$error":"#N/A"}},{"$error":"#VALUE!"},0,20,2,20,20,0,20,{"$error":"#VALUE!"},{"$error":"#VALUE!"},{"$error":"#VALUE!"},{"$error":"#VALUE!"},{"$error":"#VALUE!"},{"$error":"#VALUE!"},{"$error":"#VALUE!"},20,20,0,20,{"$error":"#VALUE!"},{"$error":"#VALUE!"},9,{"$f":"IF($E$34=$D$34,MIN(AbsFeuchte(Z164,100%,$N$17),R164),MIN(AbsFeuchte(Z164,100%,$N$17),X164))","v":{"$error":"#VALUE!"}},{"$error":"#VALUE!"},9,44,119.86095999999998,9,{"$error":"#VALUE!"},{"$error":"#VALUE!"},{"$error":"#VALUE!"},{"$error":"#VALUE!"},20,{"$error":"#VALUE!"},{"$error":"#VALUE!"},{"$error":"#VALUE!"},{"$error":"#VALUE!"},{"$error":"#VALUE!"},{"$error":"#VALUE!"},{"$error":"#VALUE!"},{"$error":"#VALUE!"},{"$error":"#VALUE!"},{"$error":"#VALUE!"},{"$error":"#VALUE!"},{"$error":"#VALUE!"},1,0,1,0,{"$f":"IF($E$34=$D$34,IF(AW164=1,Fall1Tzul(AX164,AY164,BJ164,Q164),0),IF(AW164=1,Fall1Tzul(AX164,AY164,BJ164,W164),0))","v":{"$error":"#VALUE!"}},{"$f":"IF($E$34=$D$34,IF(AW164=1,Fall1xzul(AX164,AY164,BL164,R164),0),IF(AW164=1,Fall1xzul(AX164,AY164,BL164,X164),0))","v":{"$error":"#VALUE!"}},{"$f":"IF($E$34=$D$34,IF(AW164=2,Fall2Tzul(AX164, AZ164, BJ164,Q164, Z164),0),IF(AW164=2,Fall2Tzul(AX164, AZ164, BJ164,W164, Z164),0))","v":{"$error":"#VALUE!"}},{"$f":"IF($E$34=$D$34,IF(AW164=2,Fall2xzul(AX164,AZ164,BL164,R164,AA164),0),IF(AW164=2,Fall2xzul(AX164,AZ164,BL164,X164,AA164),0))","v":{"$error":"#VALUE!"}},{"$error":"#VALUE!"},{"$error":"#VALUE!"},{"$error":"#VALUE!"},{"$error":"#VALUE!"},22,{"$error":"#VALUE!"},{"$f":"AbsFeuchte(BJ164,BK164,$N$17)","v":{"$error":"#VALUE!"}},{"$error":"#VALUE!"},{"$error":"#VALUE!"},{"$error":"#VALUE!"},{"$error":"#VALUE!"},{"$error":"#VALUE!"},24,{"$error":"#VALUE!"},{"$f":"AbsFeuchte(BR164,BS164,$N$17)","v":{"$error":"#VALUE!"}},{"$f":"IF($I$19=0,IF(E$11=$S$8,BR164+$N$16,BR164),IF(E$11=$S$8,BR164+$N$16+#REF!,BR164+$I$19))","v":24},{"$error":"#VALUE!"},{"$error":"#VALUE!"},{"$error":"#VALUE!"},{"$error":"#VALUE!"},{"$error":"#VALUE!"},0,0,{"$error":"#VALUE!"},{"$error":"#N/A"},{"$error":"#DIV/0!"},{"$error":"#DIV/0!"},{"$error":"#DIV/0!"},{"$error":"#VALUE!"},{"$error":"#VALUE!"},{"$error":"#DIV/0!"},{"$error":"#DIV/0!"},{"$error":"#VALUE!"},0,{"$error":"#VALUE!"},{"$error":"#VALUE!"},{"$error":"#N/A"},{"$error":"#N/A"},{"$error":"#N/A"},{"$error":"#N/A"},{"$error":"#N/A"},{"$error":"#N/A"},{"$error":"#N/A"},{"$error":"#DIV/0!"},{"$error":"#VALUE!"},22,{"$error":"#VALUE!"},20,0,0]
[21,{"$f":"Klimadaten!O51/168*L$59","v":{"$error":"#N/A"}},{"$f":"Klimadaten!Q51","v":{"$error":"#VALUE!"}},{"$f":"Klimadaten!N51","v":{"$error":"#N/A"}},{"$error":"#VALUE!"},0,21,1,21,21,0,21,{"$error":"#VALUE!"},{"$error":"#VALUE!"},{"$error":"#VALUE!"},{"$error":"#VALUE!"},{"$error":"#VALUE!"},{"$error":"#VALUE!"},{"$error":"#VALUE!"},21,21,0,21,{"$error":"#VALUE!"},{"$error":"#VALUE!"},9,{"$f":"IF($E$34=$D$34,MIN(AbsFeuchte(Z165,100%,$N$17),R165),MIN(AbsFeuchte(Z165,100%,$N$17),X165))","v":{"$error":"#VALUE!"}},{"$error":"#VALUE!"},9,45,122.37929999999999,9,{"$error":"#VALUE!"},{"$error":"#VALUE!"},{"$error":"#VALUE!"},{"$error":"#VALUE!"},21,{"$error":"#VALUE!"},{"$error":"#VALUE!"},{"$error":"#VALUE!"},{"$error":"#VALUE!"},{"$error":"#VALUE!"},{"$error":"#VALUE!"},{"$error":"#VALUE!"},{"$error":"#VALUE!"},{"$error":"#VALUE!"},{"$error":"#VALUE!"},{"$error":"#VALUE!"},{"$error":"#VALUE!"},1,0,1,0,{"$f":"IF($E$34=$D$34,IF(AW165=1,Fall1Tzul(AX165,AY165,BJ165,Q165),0),IF(AW165=1,Fall1Tzul(AX165,AY165,BJ165,W165),0))","v":{"$error":"#VALUE!"}},{"$f":"IF($E$34=$D$34,IF(AW165=1,Fall1xzul(AX165,AY165,BL165,R165),0),IF(AW165=1,Fall1xzul(AX165,AY165,BL165,X165),0))","v":{"$error":"#VALUE!"}},{"$f":"IF($E$34=$D$34,IF(AW165=2,Fall2Tzul(AX165, AZ165, BJ165,Q165, Z165),0),IF(AW165=2,Fall2Tzul(AX165, AZ165, BJ165,W165, Z165),0))","v":{"$error":"#VALUE!"}},{"$f":"IF($E$34=$D$34,IF(AW165=2,Fall2xzul(AX165,AZ165,BL165,R165,AA165),0),IF(AW165=2,Fall2xzul(AX165,AZ165,BL165,X165,AA165),0))","v":{"$error":"#VALUE!"}},{"$error":"#VALUE!"},{"$error":"#VALUE!"},{"$error":"#VALUE!"},{"$error":"#VALUE!"},22,{"$error":"#VALUE!"},{"$f":"AbsFeuchte(BJ165,BK165,$N$17)","v":{"$error":"#VALUE!"}},{"$error":"#VALUE!"},{"$error":"#VALUE!"},{"$error":"#VALUE!"},{"$error":"#VALUE!"},{"$error":"#VALUE!"},24,{"$error":"#VALUE!"},{"$f":"AbsFeuchte(BR165,BS165,$N$17)","v":{"$error":"#VALUE!"}},{"$f":"IF($I$19=0,IF(E$11=$S$8,BR165+$N$16,BR165),IF(E$11=$S$8,BR165+$N$16+#REF!,BR165+$I$19))","v":24},{"$error":"#VALUE!"},{"$error":"#VALUE!"},{"$error":"#VALUE!"},{"$error":"#VALUE!"},{"$error":"#VALUE!"},0,0,{"$error":"#VALUE!"},{"$error":"#N/A"},{"$error":"#DIV/0!"},{"$error":"#DIV/0!"},{"$error":"#DIV/0!"},{"$error":"#VALUE!"},{"$error":"#VALUE!"},{"$error":"#DIV/0!"},{"$error":"#DIV/0!"},{"$error":"#VALUE!"},0,{"$error":"#VALUE!"},{"$error":"#VALUE!"},{"$error":"#N/A"},{"$error":"#N/A"},{"$error":"#N/A"},{"$error":"#N/A"},{"$error":"#N/A"},{"$error":"#N/A"},{"$error":"#N/A"},{"$error":"#DIV/0!"},{"$error":"#VALUE!"},22,{"$error":"#VALUE!"},21,0,0]
[22,{"$f":"Klimadaten!O52/168*L$59","v":{"$error":"#N/A"}},{"$f":"Klimadaten!Q52","v":{"$error":"#VALUE!"}},{"$f":"Klimadaten!N52","v":{"$error":"#N/A"}},{"$error":"#VALUE!"},0,22,0,22,22,0,22,{"$error":"#VALUE!"},{"$error":"#VALUE!"},{"$error":"#VALUE!"},{"$error":"#VALUE!"},{"$error":"#VALUE!"},{"$error":"#VALUE!"},{"$error":"#VALUE!"},22,22,0,22,{"$error":"#VALUE!"},{"$error":"#VALUE!"},9,{"$f":"IF($E$34=$D$34,MIN(AbsFeuchte(Z166,100%,$N$17),R166),MIN(AbsFeuchte(Z166,100%,$N$17),X166))","v":{"$error":"#VALUE!"}},{"$error":"#VALUE!"},9,46,124.89763999999998,9,{"$error":"#VALUE!"},{"$error":"#VALUE!"},{"$error":"#VALUE!"},{"$error":"#VALUE!"},22,{"$error":"#VALUE!"},{"$error":"#VALUE!"},{"$error":"#VALUE!"},{"$error":"#VALUE!"},{"$error":"#VALUE!"},{"$error":"#VALUE!"},{"$error":"#VALUE!"},{"$error":"#VALUE!"},{"$error":"#VALUE!"},{"$error":"#VALUE!"},{"$error":"#VALUE!"},{"$error":"#VALUE!"},1,0,1,0,{"$f":"IF($E$34=$D$34,IF(AW166=1,Fall1Tzul(AX166,AY166,BJ166,Q166),0),IF(AW166=1,Fall1Tzul(AX166,AY166,BJ166,W166),0))","v":{"$error":"#VALUE!"}},{"$f":"IF($E$34=$D$34,IF(AW166=1,Fall1xzul(AX166,AY166,BL166,R166),0),IF(AW166=1,Fall1xzul(AX166,AY166,BL166,X166),0))","v":{"$error":"#VALUE!"}},{"$f":"IF($E$34=$D$34,IF(AW166=2,Fall2Tzul(AX166, AZ166, BJ166,Q166, Z166),0),IF(AW166=2,Fall2Tzul(AX166, AZ166, BJ166,W166, Z166),0))","v":{"$error":"#VALUE!"}},{"$f":"IF($E$34=$D$34,IF(AW166=2,Fall2xzul(AX166,AZ166,BL166,R166,AA166),0),IF(AW166=2,Fall2xzul(AX166,AZ166,BL166,X166,AA166),0))","v":{"$error":"#VALUE!"}},{"$error":"#VALUE!"},{"$error":"#VALUE!"},{"$error":"#VALUE!"},{"$error":"#VALUE!"},22,{"$error":"#VALUE!"},{"$f":"AbsFeuchte(BJ166,BK166,$N$17)","v":{"$error":"#VALUE!"}},{"$error":"#VALUE!"},{"$error":"#VALUE!"},{"$error":"#VALUE!"},{"$error":"#VALUE!"},{"$error":"#VALUE!"},24,{"$error":"#VALUE!"},{"$f":"AbsFeuchte(BR166,BS166,$N$17)","v":{"$error":"#VALUE!"}},{"$f":"IF($I$19=0,IF(E$11=$S$8,BR166+$N$16,BR166),IF(E$11=$S$8,BR166+$N$16+#REF!,BR166+$I$19))","v":24},{"$error":"#VALUE!"},{"$error":"#VALUE!"},{"$error":"#VALUE!"},{"$error":"#VALUE!"},{"$error":"#VALUE!"},0,0,{"$error":"#VALUE!"},{"$error":"#N/A"},{"$error":"#DIV/0!"},{"$error":"#DIV/0!"},{"$error":"#DIV/0!"},{"$error":"#VALUE!"},{"$error":"#VALUE!"},{"$error":"#DIV/0!"},{"$error":"#DIV/0!"},{"$error":"#VALUE!"},0,{"$error":"#VALUE!"},{"$error":"#VALUE!"},{"$error":"#N/A"},{"$error":"#N/A"},{"$error":"#N/A"},{"$error":"#N/A"},{"$error":"#N/A"},{"$error":"#N/A"},{"$error":"#N/A"},{"$error":"#DIV/0!"},{"$error":"#VALUE!"},22,{"$error":"#VALUE!"},22,0,0]
[23,{"$f":"Klimadaten!O53/168*L$59","v":{"$error":"#N/A"}},{"$f":"Klimadaten!Q53","v":{"$error":"#VALUE!"}},{"$f":"Klimadaten!N53","v":{"$error":"#N/A"}},{"$error":"#VALUE!"},0,23,-1,23,22,0,23,{"$error":"#VALUE!"},{"$error":"#VALUE!"},{"$error":"#VALUE!"},{"$error":"#VALUE!"},{"$error":"#VALUE!"},{"$error":"#VALUE!"},{"$error":"#VALUE!"},23,23,0,23,{"$error":"#VALUE!"},{"$error":"#VALUE!"},9,{"$f":"IF($E$34=$D$34,MIN(AbsFeuchte(Z167,100%,$N$17),R167),MIN(AbsFeuchte(Z167,100%,$N$17),X167))","v":{"$error":"#VALUE!"}},{"$error":"#VALUE!"},9,47,127.41597999999999,9,{"$error":"#VALUE!"},{"$error":"#VALUE!"},{"$error":"#VALUE!"},{"$error":"#VALUE!"},22,{"$error":"#VALUE!"},{"$error":"#VALUE!"},{"$error":"#VALUE!"},{"$error":"#VALUE!"},{"$error":"#VALUE!"},{"$error":"#VALUE!"},{"$error":"#VALUE!"},{"$error":"#VALUE!"},{"$f":"BN167","v":{"$error":"#VALUE!"}},{"$error":"#VALUE!"},{"$error":"#VALUE!"},{"$error":"#VALUE!"},1,0,1,0,{"$f":"IF($E$34=$D$34,IF(AW167=1,Fall1Tzul(AX167,AY167,BJ167,Q167),0),IF(AW167=1,Fall1Tzul(AX167,AY167,BJ167,W167),0))","v":{"$error":"#VALUE!"}},{"$f":"IF($E$34=$D$34,IF(AW167=1,Fall1xzul(AX167,AY167,BL167,R167),0),IF(AW167=1,Fall1xzul(AX167,AY167,BL167,X167),0))","v":{"$error":"#VALUE!"}},{"$f":"IF($E$34=$D$34,IF(AW167=2,Fall2Tzul(AX167, AZ167, BJ167,Q167, Z167),0),IF(AW167=2,Fall2Tzul(AX167, AZ167, BJ167,W167, Z167),0))","v":{"$error":"#VALUE!"}},{"$f":"IF($E$34=$D$34,IF(AW167=2,Fall2xzul(AX167,AZ167,BL167,R167,AA167),0),IF(AW167=2,Fall2xzul(AX167,AZ167,BL167,X167,AA167),0))","v":{"$error":"#VALUE!"}},{"$error":"#VALUE!"},{"$error":"#VALUE!"},{"$error":"#VALUE!"},{"$error":"#VALUE!"},22,{"$error":"#VALUE!"},{"$f":"AbsFeuchte(BJ167,BK167,$N$17)","v":{"$error":"#VALUE!"}},{"$error":"#VALUE!"},{"$error":"#VALUE!"},{"$error":"#VALUE!"},{"$error":"#VALUE!"},{"$error":"#VALUE!"},25,{"$error":"#VALUE!"},{"$f":"AbsFeuchte(BR167,BS167,$N$17)","v":{"$error":"#VALUE!"}},{"$f":"IF($I$19=0,IF(E$11=$S$8,BR167+$N$16,BR167),IF(E$11=$S$8,BR167+$N$16+#REF!,BR167+$I$19))","v":25},{"$error":"#VALUE!"},{"$error":"#VALUE!"},{"$error":"#VALUE!"},{"$error":"#VALUE!"},{"$error":"#VALUE!"},0,0,{"$error":"#VALUE!"},{"$error":"#N/A"},{"$error":"#DIV/0!"},{"$error":"#DIV/0!"},{"$error":"#DIV/0!"},{"$error":"#VALUE!"},{"$error":"#VALUE!"},{"$error":"#DIV/0!"},{"$error":"#DIV/0!"},{"$error":"#VALUE!"},0,{"$error":"#VALUE!"},{"$error":"#VALUE!"},{"$error":"#N/A"},{"$error":"#N/A"},{"$error":"#N/A"},{"$error":"#N/A"},{"$error":"#N/A"},{"$error":"#N/A"},{"$error":"#N/A"},{"$error":"#DIV/0!"},{"$error":"#VALUE!"},22,{"$error":"#VALUE!"},23,0,0]
[24,{"$f":"Klimadaten!O54/168*L$59","v":{"$error":"#N/A"}},{"$f":"Klimadaten!Q54","v":{"$error":"#VALUE!"}},{"$f":"Klimadaten!N54","v":{"$error":"#N/A"}},{"$error":"#VALUE!"},0,24,-2,24,22,0,24,{"$error":"#VALUE!"},{"$error":"#VALUE!"},{"$error":"#VALUE!"},{"$error":"#VALUE!"},{"$error":"#VALUE!"},{"$error":"#VALUE!"},{"$error":"#VALUE!"},24,24,0,24,{"$error":"#VALUE!"},{"$error":"#VALUE!"},9,{"$f":"IF($E$34=$D$34,MIN(AbsFeuchte(Z168,100%,$N$17),R168),MIN(AbsFeuchte(Z168,100%,$N$17),X168))","v":{"$error":"#VALUE!"}},{"$error":"#VALUE!"},9,48,129.93431999999999,9,{"$error":"#VALUE!"},{"$error":"#VALUE!"},{"$error":"#VALUE!"},{"$error":"#VALUE!"},22,{"$error":"#VALUE!"},{"$error":"#VALUE!"},{"$error":"#VALUE!"},{"$error":"#VALUE!"},{"$error":"#VALUE!"},{"$error":"#VALUE!"},{"$error":"#VALUE!"},{"$error":"#VALUE!"},{"$error":"#VALUE!"},{"$error":"#VALUE!"},{"$error":"#VALUE!"},{"$error":"#VALUE!"},1,0,1,0,{"$f":"IF($E$34=$D$34,IF(AW168=1,Fall1Tzul(AX168,AY168,BJ168,Q168),0),IF(AW168=1,Fall1Tzul(AX168,AY168,BJ168,W168),0))","v":{"$error":"#VALUE!"}},{"$f":"IF($E$34=$D$34,IF(AW168=1,Fall1xzul(AX168,AY168,BL168,R168),0),IF(AW168=1,Fall1xzul(AX168,AY168,BL168,X168),0))","v":{"$error":"#VALUE!"}},{"$f":"IF($E$34=$D$34,IF(AW168=2,Fall2Tzul(AX168, AZ168, BJ168,Q168, Z168),0),IF(AW168=2,Fall2Tzul(AX168, AZ168, BJ168,W168, Z168),0))","v":{"$error":"#VALUE!"}},{"$f":"IF($E$34=$D$34,IF(AW168=2,Fall2xzul(AX168,AZ168,BL168,R168,AA168),0),IF(AW168=2,Fall2xzul(AX168,AZ168,BL168,X168,AA168),0))","v":{"$error":"#VALUE!"}},{"$error":"#VALUE!"},{"$error":"#VALUE!"},{"$error":"#VALUE!"},{"$error":"#VALUE!"},22,{"$error":"#VALUE!"},{"$f":"AbsFeuchte(BJ168,BK168,$N$17)","v":{"$error":"#VALUE!"}},{"$error":"#VALUE!"},{"$error":"#VALUE!"},{"$error":"#VALUE!"},{"$error":"#VALUE!"},{"$error":"#VALUE!"},26,{"$error":"#VALUE!"},{"$f":"AbsFeuchte(BR168,BS168,$N$17)","v":{"$error":"#VALUE!"}},{"$f":"IF($I$19=0,IF(E$11=$S$8,BR168+$N$16,BR168),IF(E$11=$S$8,BR168+$N$16+#REF!,BR168+$I$19))","v":26},{"$error":"#VALUE!"},{"$error":"#VALUE!"},{"$error":"#VALUE!"},{"$error":"#VALUE!"},{"$error":"#VALUE!"},0,0,{"$error":"#VALUE!"},{"$error":"#N/A"},{"$error":"#DIV/0!"},{"$error":"#DIV/0!"},{"$error":"#DIV/0!"},{"$error":"#VALUE!"},{"$error":"#VALUE!"},{"$error":"#DIV/0!"},{"$error":"#DIV/0!"},{"$error":"#VALUE!"},0,{"$error":"#VALUE!"},{"$error":"#VALUE!"},{"$error":"#N/A"},{"$error":"#N/A"},{"$error":"#N/A"},{"$error":"#N/A"},{"$error":"#N/A"},{"$error":"#N/A"},{"$error":"#N/A"},{"$error":"#DIV/0!"},{"$error":"#VALUE!"},22,{"$error":"#VALUE!"},24,0,0]
[25,{"$f":"Klimadaten!O55/168*L$59","v":{"$error":"#N/A"}},{"$f":"Klimadaten!Q55","v":{"$error":"#VALUE!"}},{"$f":"Klimadaten!N55","v":{"$error":"#N/A"}},{"$error":"#VALUE!"},0,25,-3,25,22,0,25,{"$error":"#VALUE!"},{"$error":"#VALUE!"},{"$error":"#VALUE!"},{"$error":"#VALUE!"},{"$error":"#VALUE!"},{"$error":"#VALUE!"},{"$error":"#VALUE!"},25,25,0,25,{"$error":"#VALUE!"},{"$error":"#VALUE!"},9,{"$f":"IF($E$34=$D$34,MIN(AbsFeuchte(Z169,100%,$N$17),R169),MIN(AbsFeuchte(Z169,100%,$N$17),X169))","v":{"$error":"#VALUE!"}},{"$error":"#VALUE!"},9,49,132.45265999999998,9,{"$error":"#VALUE!"},{"$error":"#VALUE!"},{"$error":"#VALUE!"},{"$error":"#VALUE!"},22,{"$error":"#VALUE!"},{"$error":"#VALUE!"},{"$error":"#VALUE!"},{"$error":"#VALUE!"},{"$error":"#VALUE!"},{"$error":"#VALUE!"},{"$error":"#VALUE!"},{"$error":"#VALUE!"},{"$error":"#VALUE!"},{"$error":"#VALUE!"},{"$error":"#VALUE!"},{"$error":"#VALUE!"},1,0,1,0,{"$f":"IF($E$34=$D$34,IF(AW169=1,Fall1Tzul(AX169,AY169,BJ169,Q169),0),IF(AW169=1,Fall1Tzul(AX169,AY169,BJ169,W169),0))","v":{"$error":"#VALUE!"}},{"$f":"IF($E$34=$D$34,IF(AW169=1,Fall1xzul(AX169,AY169,BL169,R169),0),IF(AW169=1,Fall1xzul(AX169,AY169,BL169,X169),0))","v":{"$error":"#VALUE!"}},{"$f":"IF($E$34=$D$34,IF(AW169=2,Fall2Tzul(AX169, AZ169, BJ169,Q169, Z169),0),IF(AW169=2,Fall2Tzul(AX169, AZ169, BJ169,W169, Z169),0))","v":{"$error":"#VALUE!"}},{"$f":"IF($E$34=$D$34,IF(AW169=2,Fall2xzul(AX169,AZ169,BL169,R169,AA169),0),IF(AW169=2,Fall2xzul(AX169,AZ169,BL169,X169,AA169),0))","v":{"$error":"#VALUE!"}},{"$error":"#VALUE!"},{"$error":"#VALUE!"},{"$error":"#VALUE!"},{"$error":"#VALUE!"},22,{"$error":"#VALUE!"},{"$f":"AbsFeuchte(BJ169,BK169,$N$17)","v":{"$error":"#VALUE!"}},{"$error":"#VALUE!"},{"$error":"#VALUE!"},{"$error":"#VALUE!"},{"$error":"#VALUE!"},{"$error":"#VALUE!"},26,{"$error":"#VALUE!"},{"$f":"AbsFeuchte(BR169,BS169,$N$17)","v":{"$error":"#VALUE!"}},{"$f":"IF($I$19=0,IF(E$11=$S$8,BR169+$N$16,BR169),IF(E$11=$S$8,BR169+$N$16+#REF!,BR169+$I$19))","v":26},{"$error":"#VALUE!"},{"$error":"#VALUE!"},{"$error":"#VALUE!"},{"$error":"#VALUE!"},{"$error":"#VALUE!"},0,0,{"$error":"#VALUE!"},{"$error":"#N/A"},{"$error":"#DIV/0!"},{"$error":"#DIV/0!"},{"$error":"#DIV/0!"},{"$error":"#VALUE!"},{"$error":"#VALUE!"},{"$error":"#DIV/0!"},{"$error":"#DIV/0!"},{"$error":"#VALUE!"},0,{"$error":"#VALUE!"},{"$error":"#VALUE!"},{"$error":"#N/A"},{"$error":"#N/A"},{"$error":"#N/A"},{"$error":"#N/A"},{"$error":"#N/A"},{"$error":"#N/A"},{"$error":"#N/A"},{"$error":"#DIV/0!"},{"$error":"#VALUE!"},22,{"$error":"#VALUE!"},25,0,0]
[26,{"$f":"Klimadaten!O56/168*L$59","v":{"$error":"#N/A"}},{"$f":"Klimadaten!Q56","v":{"$error":"#VALUE!"}},{"$f":"Klimadaten!N56","v":{"$error":"#N/A"}},{"$error":"#VALUE!"},0,26,-4,26,22,0,26,{"$error":"#VALUE!"},{"$error":"#VALUE!"},{"$error":"#VALUE!"},{"$error":"#VALUE!"},{"$error":"#VALUE!"},{"$error":"#VALUE!"},{"$error":"#VALUE!"},26,26,0,26,{"$error":"#VALUE!"},{"$error":"#VALUE!"},9,{"$f":"IF($E$34=$D$34,MIN(AbsFeuchte(Z170,100%,$N$17),R170),MIN(AbsFeuchte(Z170,100%,$N$17),X170))","v":{"$error":"#VALUE!"}},{"$error":"#VALUE!"},9,50,134.97099999999998,9,{"$error":"#VALUE!"},{"$error":"#VALUE!"},{"$error":"#VALUE!"},{"$error":"#VALUE!"},22,{"$error":"#VALUE!"},{"$error":"#VALUE!"},{"$error":"#VALUE!"},{"$error":"#VALUE!"},{"$error":"#VALUE!"},{"$error":"#VALUE!"},{"$error":"#VALUE!"},{"$error":"#VALUE!"},{"$error":"#VALUE!"},{"$error":"#VALUE!"},{"$error":"#VALUE!"},{"$error":"#VALUE!"},1,0,1,0,{"$f":"IF($E$34=$D$34,IF(AW170=1,Fall1Tzul(AX170,AY170,BJ170,Q170),0),IF(AW170=1,Fall1Tzul(AX170,AY170,BJ170,W170),0))","v":{"$error":"#VALUE!"}},{"$f":"IF($E$34=$D$34,IF(AW170=1,Fall1xzul(AX170,AY170,BL170,R170),0),IF(AW170=1,Fall1xzul(AX170,AY170,BL170,X170),0))","v":{"$error":"#VALUE!"}},{"$f":"IF($E$34=$D$34,IF(AW170=2,Fall2Tzul(AX170, AZ170, BJ170,Q170, Z170),0),IF(AW170=2,Fall2Tzul(AX170, AZ170, BJ170,W170, Z170),0))","v":{"$error":"#VALUE!"}},{"$f":"IF($E$34=$D$34,IF(AW170=2,Fall2xzul(AX170,AZ170,BL170,R170,AA170),0),IF(AW170=2,Fall2xzul(AX170,AZ170,BL170,X170,AA170),0))","v":{"$error":"#VALUE!"}},{"$error":"#VALUE!"},{"$error":"#VALUE!"},{"$error":"#VALUE!"},{"$error":"#VALUE!"},22,{"$error":"#VALUE!"},{"$f":"AbsFeuchte(BJ170,BK170,$N$17)","v":{"$error":"#VALUE!"}},{"$error":"#VALUE!"},{"$error":"#VALUE!"},{"$error":"#VALUE!"},{"$error":"#VALUE!"},{"$error":"#VALUE!"},26,{"$error":"#VALUE!"},{"$f":"AbsFeuchte(BR170,BS170,$N$17)","v":{"$error":"#VALUE!"}},{"$f":"IF($I$19=0,IF(E$11=$S$8,BR170+$N$16,BR170),IF(E$11=$S$8,BR170+$N$16+#REF!,BR170+$I$19))","v":26},{"$error":"#VALUE!"},{"$error":"#VALUE!"},{"$error":"#VALUE!"},{"$error":"#VALUE!"},{"$error":"#VALUE!"},0,0,{"$error":"#VALUE!"},{"$error":"#N/A"},{"$error":"#DIV/0!"},{"$error":"#DIV/0!"},{"$error":"#DIV/0!"},{"$error":"#VALUE!"},{"$error":"#VALUE!"},{"$error":"#DIV/0!"},{"$error":"#DIV/0!"},{"$error":"#VALUE!"},0,{"$error":"#VALUE!"},{"$error":"#VALUE!"},{"$error":"#N/A"},{"$error":"#N/A"},{"$error":"#N/A"},{"$error":"#N/A"},{"$error":"#N/A"},{"$error":"#N/A"},{"$error":"#N/A"},{"$error":"#DIV/0!"},{"$error":"#VALUE!"},22,{"$error":"#VALUE!"},26,0,0]
[27,{"$f":"Klimadaten!O57/168*L$59","v":{"$error":"#N/A"}},{"$f":"Klimadaten!Q57","v":{"$error":"#VALUE!"}},{"$f":"Klimadaten!N57","v":{"$error":"#N/A"}},{"$error":"#VALUE!"},1,27,-5,27,27,0,27,{"$error":"#VALUE!"},{"$error":"#VALUE!"},{"$error":"#VALUE!"},{"$error":"#VALUE!"},{"$error":"#VALUE!"},{"$error":"#VALUE!"},{"$error":"#VALUE!"},27,27,0,27,{"$error":"#VALUE!"},{"$error":"#VALUE!"},9,{"$f":"IF($E$34=$D$34,MIN(AbsFeuchte(Z171,100%,$N$17),R171),MIN(AbsFeuchte(Z171,100%,$N$17),X171))","v":{"$error":"#VALUE!"}},{"$error":"#VALUE!"},9,51,137.48933999999997,9,{"$error":"#VALUE!"},{"$error":"#VALUE!"},{"$error":"#VALUE!"},{"$error":"#VALUE!"},22,{"$error":"#VALUE!"},{"$error":"#VALUE!"},{"$error":"#VALUE!"},{"$error":"#VALUE!"},{"$error":"#VALUE!"},{"$error":"#VALUE!"},{"$error":"#VALUE!"},{"$error":"#VALUE!"},{"$error":"#VALUE!"},{"$error":"#VALUE!"},{"$error":"#VALUE!"},{"$error":"#VALUE!"},1,0,1,0,{"$f":"IF($E$34=$D$34,IF(AW171=1,Fall1Tzul(AX171,AY171,BJ171,Q171),0),IF(AW171=1,Fall1Tzul(AX171,AY171,BJ171,W171),0))","v":{"$error":"#VALUE!"}},{"$f":"IF($E$34=$D$34,IF(AW171=1,Fall1xzul(AX171,AY171,BL171,R171),0),IF(AW171=1,Fall1xzul(AX171,AY171,BL171,X171),0))","v":{"$error":"#VALUE!"}},{"$f":"IF($E$34=$D$34,IF(AW171=2,Fall2Tzul(AX171, AZ171, BJ171,Q171, Z171),0),IF(AW171=2,Fall2Tzul(AX171, AZ171, BJ171,W171, Z171),0))","v":{"$error":"#VALUE!"}},{"$f":"IF($E$34=$D$34,IF(AW171=2,Fall2xzul(AX171,AZ171,BL171,R171,AA171),0),IF(AW171=2,Fall2xzul(AX171,AZ171,BL171,X171,AA171),0))","v":{"$error":"#VALUE!"}},{"$error":"#VALUE!"},{"$error":"#VALUE!"},{"$error":"#VALUE!"},{"$error":"#VALUE!"},22,{"$error":"#VALUE!"},{"$f":"AbsFeuchte(BJ171,BK171,$N$17)","v":{"$error":"#VALUE!"}},{"$error":"#VALUE!"},{"$error":"#VALUE!"},{"$error":"#VALUE!"},{"$error":"#VALUE!"},{"$error":"#VALUE!"},26,{"$error":"#VALUE!"},{"$f":"AbsFeuchte(BR171,BS171,$N$17)","v":{"$error":"#VALUE!"}},{"$f":"IF($I$19=0,IF(E$11=$S$8,BR171+$N$16,BR171),IF(E$11=$S$8,BR171+$N$16+#REF!,BR171+$I$19))","v":26},{"$error":"#VALUE!"},{"$error":"#VALUE!"},{"$error":"#VALUE!"},{"$error":"#N/A"},{"$error":"#VALUE!"},0,0,0,{"$error":"#N/A"},{"$error":"#DIV/0!"},{"$error":"#DIV/0!"},{"$error":"#DIV/0!"},{"$error":"#VALUE!"},{"$error":"#VALUE!"},{"$error":"#DIV/0!"},{"$error":"#DIV/0!"},{"$error":"#VALUE!"},0,{"$error":"#VALUE!"},{"$error":"#VALUE!"},{"$error":"#N/A"},{"$error":"#N/A"},{"$error":"#N/A"},{"$error":"#N/A"},{"$error":"#N/A"},{"$error":"#N/A"},{"$error":"#N/A"},{"$error":"#DIV/0!"},{"$error":"#VALUE!"},22,{"$error":"#VALUE!"},27,0,0]
[28,{"$f":"Klimadaten!O58/168*L$59","v":{"$error":"#N/A"}},{"$f":"Klimadaten!Q58","v":{"$error":"#VALUE!"}},{"$f":"Klimadaten!N58","v":{"$error":"#N/A"}},{"$error":"#VALUE!"},1,28,-6,28,28,0,28,{"$error":"#VALUE!"},{"$error":"#VALUE!"},{"$error":"#VALUE!"},{"$error":"#VALUE!"},{"$error":"#VALUE!"},{"$error":"#VALUE!"},{"$error":"#VALUE!"},28,28,0,28,{"$error":"#VALUE!"},{"$error":"#VALUE!"},9,{"$f":"IF($E$34=$D$34,MIN(AbsFeuchte(Z172,100%,$N$17),R172),MIN(AbsFeuchte(Z172,100%,$N$17),X172))","v":{"$error":"#VALUE!"}},{"$error":"#VALUE!"},9,52,140.00767999999999,9,{"$error":"#VALUE!"},{"$error":"#VALUE!"},{"$error":"#VALUE!"},{"$error":"#VALUE!"},22,{"$error":"#VALUE!"},{"$error":"#VALUE!"},{"$error":"#VALUE!"},{"$error":"#VALUE!"},{"$error":"#VALUE!"},{"$error":"#VALUE!"},{"$error":"#VALUE!"},{"$error":"#VALUE!"},{"$error":"#VALUE!"},{"$error":"#VALUE!"},{"$error":"#VALUE!"},{"$error":"#VALUE!"},1,0,1,0,{"$f":"IF($E$34=$D$34,IF(AW172=1,Fall1Tzul(AX172,AY172,BJ172,Q172),0),IF(AW172=1,Fall1Tzul(AX172,AY172,BJ172,W172),0))","v":{"$error":"#VALUE!"}},{"$f":"IF($E$34=$D$34,IF(AW172=1,Fall1xzul(AX172,AY172,BL172,R172),0),IF(AW172=1,Fall1xzul(AX172,AY172,BL172,X172),0))","v":{"$error":"#VALUE!"}},{"$f":"IF($E$34=$D$34,IF(AW172=2,Fall2Tzul(AX172, AZ172, BJ172,Q172, Z172),0),IF(AW172=2,Fall2Tzul(AX172, AZ172, BJ172,W172, Z172),0))","v":{"$error":"#VALUE!"}},{"$f":"IF($E$34=$D$34,IF(AW172=2,Fall2xzul(AX172,AZ172,BL172,R172,AA172),0),IF(AW172=2,Fall2xzul(AX172,AZ172,BL172,X172,AA172),0))","v":{"$error":"#VALUE!"}},{"$error":"#VALUE!"},{"$error":"#VALUE!"},{"$error":"#VALUE!"},{"$error":"#VALUE!"},22,{"$error":"#VALUE!"},{"$f":"AbsFeuchte(BJ172,BK172,$N$17)","v":{"$error":"#VALUE!"}},{"$error":"#VALUE!"},{"$error":"#VALUE!"},{"$error":"#VALUE!"},{"$error":"#VALUE!"},{"$error":"#VALUE!"},26,{"$error":"#VALUE!"},{"$f":"AbsFeuchte(BR172,BS172,$N$17)","v":{"$error":"#VALUE!"}},{"$f":"IF($I$19=0,IF(E$11=$S$8,BR172+$N$16,BR172),IF(E$11=$S$8,BR172+$N$16+#REF!,BR172+$I$19))","v":26},{"$error":"#VALUE!"},{"$error":"#VALUE!"},{"$error":"#VALUE!"},{"$error":"#N/A"},{"$error":"#VALUE!"},0,0,0,{"$error":"#N/A"},{"$error":"#DIV/0!"},{"$error":"#DIV/0!"},{"$error":"#DIV/0!"},{"$error":"#VALUE!"},{"$error":"#VALUE!"},{"$error":"#DIV/0!"},{"$error":"#DIV/0!"},{"$error":"#VALUE!"},0,{"$error":"#VALUE!"},{"$error":"#VALUE!"},{"$error":"#N/A"},{"$error":"#N/A"},{"$error":"#N/A"},{"$error":"#N/A"},{"$error":"#N/A"},{"$error":"#N/A"},{"$error":"#N/A"},{"$error":"#DIV/0!"},{"$error":"#VALUE!"},22,{"$error":"#VALUE!"},28,0,0]
[29,{"$f":"Klimadaten!O59/168*L$59","v":{"$error":"#N/A"}},{"$f":"Klimadaten!Q59","v":{"$error":"#VALUE!"}},{"$f":"Klimadaten!N59","v":{"$error":"#N/A"}},{"$error":"#VALUE!"},1,29,-7,29,29,0,29,{"$error":"#VALUE!"},{"$error":"#VALUE!"},{"$error":"#VALUE!"},{"$error":"#VALUE!"},{"$error":"#VALUE!"},{"$error":"#VALUE!"},{"$error":"#VALUE!"},29,29,0,29,{"$error":"#VALUE!"},{"$error":"#VALUE!"},9,{"$f":"IF($E$34=$D$34,MIN(AbsFeuchte(Z173,100%,$N$17),R173),MIN(AbsFeuchte(Z173,100%,$N$17),X173))","v":{"$error":"#VALUE!"}},{"$error":"#VALUE!"},9,53,142.52601999999999,9,{"$error":"#VALUE!"},{"$error":"#VALUE!"},{"$error":"#VALUE!"},{"$error":"#VALUE!"},22,{"$error":"#VALUE!"},{"$error":"#VALUE!"},{"$error":"#VALUE!"},{"$error":"#VALUE!"},{"$error":"#VALUE!"},{"$error":"#VALUE!"},{"$error":"#VALUE!"},{"$error":"#VALUE!"},{"$error":"#VALUE!"},{"$error":"#VALUE!"},{"$error":"#VALUE!"},{"$error":"#VALUE!"},1,0,1,0,{"$f":"IF($E$34=$D$34,IF(AW173=1,Fall1Tzul(AX173,AY173,BJ173,Q173),0),IF(AW173=1,Fall1Tzul(AX173,AY173,BJ173,W173),0))","v":{"$error":"#VALUE!"}},{"$f":"IF($E$34=$D$34,IF(AW173=1,Fall1xzul(AX173,AY173,BL173,R173),0),IF(AW173=1,Fall1xzul(AX173,AY173,BL173,X173),0))","v":{"$error":"#VALUE!"}},{"$f":"IF($E$34=$D$34,IF(AW173=2,Fall2Tzul(AX173, AZ173, BJ173,Q173, Z173),0),IF(AW173=2,Fall2Tzul(AX173, AZ173, BJ173,W173, Z173),0))","v":{"$error":"#VALUE!"}},{"$f":"IF($E$34=$D$34,IF(AW173=2,Fall2xzul(AX173,AZ173,BL173,R173,AA173),0),IF(AW173=2,Fall2xzul(AX173,AZ173,BL173,X173,AA173),0))","v":{"$error":"#VALUE!"}},{"$error":"#VALUE!"},{"$error":"#VALUE!"},{"$error":"#VALUE!"},{"$error":"#VALUE!"},22,{"$error":"#VALUE!"},{"$f":"AbsFeuchte(BJ173,BK173,$N$17)","v":{"$error":"#VALUE!"}},{"$error":"#VALUE!"},{"$error":"#VALUE!"},{"$error":"#VALUE!"},{"$error":"#VALUE!"},{"$error":"#VALUE!"},26,{"$error":"#VALUE!"},{"$f":"AbsFeuchte(BR173,BS173,$N$17)","v":{"$error":"#VALUE!"}},{"$f":"IF($I$19=0,IF(E$11=$S$8,BR173+$N$16,BR173),IF(E$11=$S$8,BR173+$N$16+#REF!,BR173+$I$19))","v":26},{"$error":"#VALUE!"},{"$error":"#VALUE!"},{"$error":"#VALUE!"},{"$error":"#N/A"},{"$error":"#VALUE!"},0,0,0,{"$error":"#N/A"},{"$error":"#DIV/0!"},{"$error":"#DIV/0!"},{"$error":"#DIV/0!"},{"$error":"#VALUE!"},{"$error":"#VALUE!"},{"$error":"#DIV/0!"},{"$error":"#DIV/0!"},{"$error":"#VALUE!"},0,{"$error":"#VALUE!"},{"$error":"#VALUE!"},{"$error":"#N/A"},{"$error":"#N/A"},{"$error":"#N/A"},{"$error":"#N/A"},{"$error":"#N/A"},{"$error":"#N/A"},{"$error":"#N/A"},{"$error":"#DIV/0!"},{"$error":"#VALUE!"},22,{"$error":"#VALUE!"},29,0,0]
[30,{"$f":"Klimadaten!O60/168*L$59","v":{"$error":"#N/A"}},{"$f":"Klimadaten!Q60","v":{"$error":"#VALUE!"}},{"$f":"Klimadaten!N60","v":{"$error":"#N/A"}},{"$error":"#VALUE!"},1,30,-8,30,30,0,30,{"$error":"#VALUE!"},{"$error":"#VALUE!"},{"$error":"#VALUE!"},{"$error":"#VALUE!"},{"$error":"#VALUE!"},{"$error":"#VALUE!"},{"$error":"#VALUE!"},30,30,0,30,{"$error":"#VALUE!"},{"$error":"#VALUE!"},9,{"$f":"IF($E$34=$D$34,MIN(AbsFeuchte(Z174,100%,$N$17),R174),MIN(AbsFeuchte(Z174,100%,$N$17),X174))","v":{"$error":"#VALUE!"}},{"$error":"#VALUE!"},9,54,145.04435999999998,9,{"$error":"#VALUE!"},{"$error":"#VALUE!"},{"$error":"#VALUE!"},{"$error":"#VALUE!"},22,{"$error":"#VALUE!"},{"$error":"#VALUE!"},{"$error":"#VALUE!"},{"$error":"#VALUE!"},{"$error":"#VALUE!"},{"$error":"#VALUE!"},{"$error":"#VALUE!"},{"$error":"#VALUE!"},{"$error":"#VALUE!"},{"$error":"#VALUE!"},{"$error":"#VALUE!"},{"$error":"#VALUE!"},1,0,1,0,{"$f":"IF($E$34=$D$34,IF(AW174=1,Fall1Tzul(AX174,AY174,BJ174,Q174),0),IF(AW174=1,Fall1Tzul(AX174,AY174,BJ174,W174),0))","v":{"$error":"#VALUE!"}},{"$f":"IF($E$34=$D$34,IF(AW174=1,Fall1xzul(AX174,AY174,BL174,R174),0),IF(AW174=1,Fall1xzul(AX174,AY174,BL174,X174),0))","v":{"$error":"#VALUE!"}},{"$f":"IF($E$34=$D$34,IF(AW174=2,Fall2Tzul(AX174, AZ174, BJ174,Q174, Z174),0),IF(AW174=2,Fall2Tzul(AX174, AZ174, BJ174,W174, Z174),0))","v":{"$error":"#VALUE!"}},{"$f":"IF($E$34=$D$34,IF(AW174=2,Fall2xzul(AX174,AZ174,BL174,R174,AA174),0),IF(AW174=2,Fall2xzul(AX174,AZ174,BL174,X174,AA174),0))","v":{"$error":"#VALUE!"}},{"$error":"#VALUE!"},{"$error":"#VALUE!"},{"$error":"#VALUE!"},{"$error":"#VALUE!"},22,{"$error":"#VALUE!"},{"$f":"AbsFeuchte(BJ174,BK174,$N$17)","v":{"$error":"#VALUE!"}},{"$error":"#VALUE!"},{"$error":"#VALUE!"},{"$error":"#VALUE!"},{"$error":"#VALUE!"},{"$error":"#VALUE!"},26,{"$error":"#VALUE!"},{"$f":"AbsFeuchte(BR174,BS174,$N$17)","v":{"$error":"#VALUE!"}},{"$f":"IF($I$19=0,IF(E$11=$S$8,BR174+$N$16,BR174),IF(E$11=$S$8,BR174+$N$16+#REF!,BR174+$I$19))","v":26},{"$error":"#VALUE!"},{"$error":"#VALUE!"},{"$error":"#VALUE!"},{"$error":"#N/A"},{"$error":"#VALUE!"},0,0,0,{"$error":"#N/A"},{"$error":"#DIV/0!"},{"$error":"#DIV/0!"},{"$error":"#DIV/0!"},{"$error":"#VALUE!"},{"$error":"#VALUE!"},{"$error":"#DIV/0!"},{"$error":"#DIV/0!"},{"$error":"#VALUE!"},0,{"$error":"#VALUE!"},{"$error":"#VALUE!"},{"$error":"#N/A"},{"$error":"#N/A"},{"$error":"#N/A"},{"$error":"#N/A"},{"$error":"#N/A"},{"$error":"#N/A"},{"$error":"#N/A"},{"$error":"#DIV/0!"},{"$error":"#VALUE!"},22,{"$error":"#VALUE!"},30,0,0]
[31,{"$f":"Klimadaten!O61/168*L$59","v":{"$error":"#N/A"}},{"$f":"Klimadaten!Q61","v":{"$error":"#VALUE!"}},{"$f":"Klimadaten!N61","v":{"$error":"#N/A"}},{"$error":"#VALUE!"},1,31,-9,31,31,0,31,{"$error":"#VALUE!"},{"$error":"#VALUE!"},{"$error":"#VALUE!"},{"$error":"#VALUE!"},{"$error":"#VALUE!"},{"$error":"#VALUE!"},{"$error":"#VALUE!"},31,31,0,31,{"$error":"#VALUE!"},{"$error":"#VALUE!"},9,{"$f":"IF($E$34=$D$34,MIN(AbsFeuchte(Z175,100%,$N$17),R175),MIN(AbsFeuchte(Z175,100%,$N$17),X175))","v":{"$error":"#VALUE!"}},{"$error":"#VALUE!"},9,55,147.56269999999998,9,{"$error":"#VALUE!"},{"$error":"#VALUE!"},{"$error":"#VALUE!"},{"$error":"#VALUE!"},22,{"$error":"#VALUE!"},{"$error":"#VALUE!"},{"$error":"#VALUE!"},{"$error":"#VALUE!"},{"$error":"#VALUE!"},{"$error":"#VALUE!"},{"$error":"#VALUE!"},{"$error":"#VALUE!"},{"$error":"#VALUE!"},{"$error":"#VALUE!"},{"$error":"#VALUE!"},{"$error":"#VALUE!"},1,0,1,0,{"$f":"IF($E$34=$D$34,IF(AW175=1,Fall1Tzul(AX175,AY175,BJ175,Q175),0),IF(AW175=1,Fall1Tzul(AX175,AY175,BJ175,W175),0))","v":{"$error":"#VALUE!"}},{"$f":"IF($E$34=$D$34,IF(AW175=1,Fall1xzul(AX175,AY175,BL175,R175),0),IF(AW175=1,Fall1xzul(AX175,AY175,BL175,X175),0))","v":{"$error":"#VALUE!"}},{"$f":"IF($E$34=$D$34,IF(AW175=2,Fall2Tzul(AX175, AZ175, BJ175,Q175, Z175),0),IF(AW175=2,Fall2Tzul(AX175, AZ175, BJ175,W175, Z175),0))","v":{"$error":"#VALUE!"}},{"$f":"IF($E$34=$D$34,IF(AW175=2,Fall2xzul(AX175,AZ175,BL175,R175,AA175),0),IF(AW175=2,Fall2xzul(AX175,AZ175,BL175,X175,AA175),0))","v":{"$error":"#VALUE!"}},{"$error":"#VALUE!"},{"$error":"#VALUE!"},{"$error":"#VALUE!"},{"$error":"#VALUE!"},22,{"$error":"#VALUE!"},{"$f":"AbsFeuchte(BJ175,BK175,$N$17)","v":{"$error":"#VALUE!"}},{"$error":"#VALUE!"},{"$error":"#VALUE!"},{"$error":"#VALUE!"},{"$error":"#VALUE!"},{"$error":"#VALUE!"},26,{"$error":"#VALUE!"},{"$f":"AbsFeuchte(BR175,BS175,$N$17)","v":{"$error":"#VALUE!"}},{"$f":"IF($I$19=0,IF(E$11=$S$8,BR175+$N$16,BR175),IF(E$11=$S$8,BR175+$N$16+#REF!,BR175+$I$19))","v":26},{"$error":"#VALUE!"},{"$error":"#VALUE!"},{"$error":"#VALUE!"},{"$error":"#N/A"},{"$error":"#VALUE!"},0,0,0,{"$error":"#N/A"},{"$error":"#DIV/0!"},{"$error":"#DIV/0!"},{"$error":"#DIV/0!"},{"$error":"#VALUE!"},{"$error":"#VALUE!"},{"$error":"#DIV/0!"},{"$error":"#DIV/0!"},{"$error":"#VALUE!"},0,{"$error":"#VALUE!"},{"$error":"#VALUE!"},{"$error":"#N/A"},{"$error":"#N/A"},{"$error":"#N/A"},{"$error":"#N/A"},{"$error":"#N/A"},{"$error":"#N/A"},{"$error":"#N/A"},{"$error":"#DIV/0!"},{"$error":"#VALUE!"},22,{"$error":"#VALUE!"},31,0,0]
[32,{"$f":"Klimadaten!O62/168*L$59","v":{"$error":"#N/A"}},{"$f":"Klimadaten!Q62","v":{"$error":"#VALUE!"}},{"$f":"Klimadaten!N62","v":{"$error":"#N/A"}},{"$error":"#VALUE!"},1,32,-10,32,32,0,32,{"$error":"#VALUE!"},{"$error":"#VALUE!"},{"$error":"#VALUE!"},{"$error":"#VALUE!"},{"$error":"#VALUE!"},{"$error":"#VALUE!"},{"$error":"#VALUE!"},32,32,0,32,{"$error":"#VALUE!"},{"$error":"#VALUE!"},9,{"$f":"IF($E$34=$D$34,MIN(AbsFeuchte(Z176,100%,$N$17),R176),MIN(AbsFeuchte(Z176,100%,$N$17),X176))","v":{"$error":"#VALUE!"}},{"$error":"#VALUE!"},9,56,150.08104,9,{"$error":"#VALUE!"},{"$error":"#VALUE!"},{"$error":"#VALUE!"},{"$error":"#VALUE!"},22,{"$error":"#VALUE!"},{"$error":"#VALUE!"},{"$error":"#VALUE!"},{"$error":"#VALUE!"},{"$error":"#VALUE!"},{"$error":"#VALUE!"},{"$error":"#VALUE!"},{"$error":"#VALUE!"},{"$error":"#VALUE!"},{"$error":"#VALUE!"},{"$error":"#VALUE!"},{"$error":"#VALUE!"},1,0,1,0,{"$f":"IF($E$34=$D$34,IF(AW176=1,Fall1Tzul(AX176,AY176,BJ176,Q176),0),IF(AW176=1,Fall1Tzul(AX176,AY176,BJ176,W176),0))","v":{"$error":"#VALUE!"}},{"$f":"IF($E$34=$D$34,IF(AW176=1,Fall1xzul(AX176,AY176,BL176,R176),0),IF(AW176=1,Fall1xzul(AX176,AY176,BL176,X176),0))","v":{"$error":"#VALUE!"}},{"$f":"IF($E$34=$D$34,IF(AW176=2,Fall2Tzul(AX176, AZ176, BJ176,Q176, Z176),0),IF(AW176=2,Fall2Tzul(AX176, AZ176, BJ176,W176, Z176),0))","v":{"$error":"#VALUE!"}},{"$f":"IF($E$34=$D$34,IF(AW176=2,Fall2xzul(AX176,AZ176,BL176,R176,AA176),0),IF(AW176=2,Fall2xzul(AX176,AZ176,BL176,X176,AA176),0))","v":{"$error":"#VALUE!"}},{"$error":"#VALUE!"},{"$error":"#VALUE!"},{"$error":"#VALUE!"},{"$error":"#VALUE!"},22,{"$error":"#VALUE!"},{"$f":"AbsFeuchte(BJ176,BK176,$N$17)","v":{"$error":"#VALUE!"}},{"$error":"#VALUE!"},{"$error":"#VALUE!"},{"$error":"#VALUE!"},{"$error":"#VALUE!"},{"$error":"#VALUE!"},26,{"$error":"#VALUE!"},{"$f":"AbsFeuchte(BR176,BS176,$N$17)","v":{"$error":"#VALUE!"}},{"$f":"IF($I$19=0,IF(E$11=$S$8,BR176+$N$16,BR176),IF(E$11=$S$8,BR176+$N$16+#REF!,BR176+$I$19))","v":26},{"$error":"#VALUE!"},{"$error":"#VALUE!"},{"$error":"#VALUE!"},{"$error":"#N/A"},{"$error":"#VALUE!"},0,0,0,{"$error":"#N/A"},{"$error":"#DIV/0!"},{"$error":"#DIV/0!"},{"$error":"#DIV/0!"},{"$error":"#VALUE!"},{"$error":"#VALUE!"},{"$error":"#DIV/0!"},{"$error":"#DIV/0!"},{"$error":"#VALUE!"},0,{"$error":"#VALUE!"},{"$error":"#VALUE!"},{"$error":"#N/A"},{"$error":"#N/A"},{"$error":"#N/A"},{"$error":"#N/A"},{"$error":"#N/A"},{"$error":"#N/A"},{"$error":"#N/A"},{"$error":"#DIV/0!"},{"$error":"#VALUE!"},22,{"$error":"#VALUE!"},32,0,0]
[33,{"$f":"Klimadaten!O63/168*L$59","v":{"$error":"#N/A"}},{"$f":"Klimadaten!Q63","v":{"$error":"#VALUE!"}},{"$f":"Klimadaten!N63","v":{"$error":"#N/A"}},{"$error":"#VALUE!"},1,33,-11,33,33,0,33,{"$error":"#VALUE!"},{"$error":"#VALUE!"},{"$error":"#VALUE!"},{"$error":"#VALUE!"},{"$error":"#VALUE!"},{"$error":"#VALUE!"},{"$error":"#VALUE!"},33,33,0,33,{"$error":"#VALUE!"},{"$error":"#VALUE!"},9,{"$f":"IF($E$34=$D$34,MIN(AbsFeuchte(Z177,100%,$N$17),R177),MIN(AbsFeuchte(Z177,100%,$N$17),X177))","v":{"$error":"#VALUE!"}},{"$error":"#VALUE!"},9,57,152.59938,9,{"$error":"#VALUE!"},{"$error":"#VALUE!"},{"$error":"#VALUE!"},{"$error":"#VALUE!"},22,{"$error":"#VALUE!"},{"$error":"#VALUE!"},{"$error":"#VALUE!"},{"$error":"#VALUE!"},{"$error":"#VALUE!"},{"$error":"#VALUE!"},{"$error":"#VALUE!"},{"$error":"#VALUE!"},{"$error":"#VALUE!"},{"$error":"#VALUE!"},{"$error":"#VALUE!"},{"$error":"#VALUE!"},1,0,1,0,{"$f":"IF($E$34=$D$34,IF(AW177=1,Fall1Tzul(AX177,AY177,BJ177,Q177),0),IF(AW177=1,Fall1Tzul(AX177,AY177,BJ177,W177),0))","v":{"$error":"#VALUE!"}},{"$f":"IF($E$34=$D$34,IF(AW177=1,Fall1xzul(AX177,AY177,BL177,R177),0),IF(AW177=1,Fall1xzul(AX177,AY177,BL177,X177),0))","v":{"$error":"#VALUE!"}},{"$f":"IF($E$34=$D$34,IF(AW177=2,Fall2Tzul(AX177, AZ177, BJ177,Q177, Z177),0),IF(AW177=2,Fall2Tzul(AX177, AZ177, BJ177,W177, Z177),0))","v":{"$error":"#VALUE!"}},{"$f":"IF($E$34=$D$34,IF(AW177=2,Fall2xzul(AX177,AZ177,BL177,R177,AA177),0),IF(AW177=2,Fall2xzul(AX177,AZ177,BL177,X177,AA177),0))","v":{"$error":"#VALUE!"}},{"$error":"#VALUE!"},{"$error":"#VALUE!"},{"$error":"#VALUE!"},{"$error":"#VALUE!"},22,{"$error":"#VALUE!"},{"$f":"AbsFeuchte(BJ177,BK177,$N$17)","v":{"$error":"#VALUE!"}},{"$error":"#VALUE!"},{"$error":"#VALUE!"},{"$error":"#VALUE!"},{"$error":"#VALUE!"},{"$error":"#VALUE!"},26,{"$error":"#VALUE!"},{"$f":"AbsFeuchte(BR177,BS177,$N$17)","v":{"$error":"#VALUE!"}},{"$f":"IF($I$19=0,IF(E$11=$S$8,BR177+$N$16,BR177),IF(E$11=$S$8,BR177+$N$16+#REF!,BR177+$I$19))","v":26},{"$error":"#VALUE!"},{"$error":"#VALUE!"},{"$error":"#VALUE!"},{"$error":"#N/A"},{"$error":"#VALUE!"},0,0,0,{"$error":"#N/A"},{"$error":"#DIV/0!"},{"$error":"#DIV/0!"},{"$error":"#DIV/0!"},{"$error":"#VALUE!"},{"$error":"#VALUE!"},{"$error":"#DIV/0!"},{"$error":"#DIV/0!"},{"$error":"#VALUE!"},0,{"$error":"#VALUE!"},{"$error":"#VALUE!"},{"$error":"#N/A"},{"$error":"#N/A"},{"$error":"#N/A"},{"$error":"#N/A"},{"$error":"#N/A"},{"$error":"#N/A"},{"$error":"#N/A"},{"$error":"#DIV/0!"},{"$error":"#VALUE!"},22,{"$error":"#VALUE!"},33,0,0]
[34,{"$f":"Klimadaten!O64/168*L$59","v":{"$error":"#N/A"}},{"$f":"Klimadaten!Q64","v":{"$error":"#VALUE!"}},{"$f":"Klimadaten!N64","v":{"$error":"#N/A"}},{"$error":"#VALUE!"},1,34,-12,34,34,0,34,{"$error":"#VALUE!"},{"$error":"#VALUE!"},{"$error":"#VALUE!"},{"$error":"#VALUE!"},{"$error":"#VALUE!"},{"$error":"#VALUE!"},{"$error":"#VALUE!"},34,34,0,34,{"$error":"#VALUE!"},{"$error":"#VALUE!"},9,{"$f":"IF($E$34=$D$34,MIN(AbsFeuchte(Z178,100%,$N$17),R178),MIN(AbsFeuchte(Z178,100%,$N$17),X178))","v":{"$error":"#VALUE!"}},{"$error":"#VALUE!"},9,58,155.11771999999999,9,{"$error":"#VALUE!"},{"$error":"#VALUE!"},{"$error":"#VALUE!"},{"$error":"#VALUE!"},22,{"$error":"#VALUE!"},{"$error":"#VALUE!"},{"$error":"#VALUE!"},{"$error":"#VALUE!"},{"$error":"#VALUE!"},{"$error":"#VALUE!"},{"$error":"#VALUE!"},{"$error":"#VALUE!"},{"$error":"#VALUE!"},{"$error":"#VALUE!"},{"$error":"#VALUE!"},{"$error":"#VALUE!"},1,0,1,0,{"$f":"IF($E$34=$D$34,IF(AW178=1,Fall1Tzul(AX178,AY178,BJ178,Q178),0),IF(AW178=1,Fall1Tzul(AX178,AY178,BJ178,W178),0))","v":{"$error":"#VALUE!"}},{"$f":"IF($E$34=$D$34,IF(AW178=1,Fall1xzul(AX178,AY178,BL178,R178),0),IF(AW178=1,Fall1xzul(AX178,AY178,BL178,X178),0))","v":{"$error":"#VALUE!"}},{"$f":"IF($E$34=$D$34,IF(AW178=2,Fall2Tzul(AX178, AZ178, BJ178,Q178, Z178),0),IF(AW178=2,Fall2Tzul(AX178, AZ178, BJ178,W178, Z178),0))","v":{"$error":"#VALUE!"}},{"$f":"IF($E$34=$D$34,IF(AW178=2,Fall2xzul(AX178,AZ178,BL178,R178,AA178),0),IF(AW178=2,Fall2xzul(AX178,AZ178,BL178,X178,AA178),0))","v":{"$error":"#VALUE!"}},{"$error":"#VALUE!"},{"$error":"#VALUE!"},{"$error":"#VALUE!"},{"$error":"#VALUE!"},22,{"$error":"#VALUE!"},{"$f":"AbsFeuchte(BJ178,BK178,$N$17)","v":{"$error":"#VALUE!"}},{"$error":"#VALUE!"},{"$error":"#VALUE!"},{"$error":"#VALUE!"},{"$error":"#VALUE!"},{"$error":"#VALUE!"},26,{"$error":"#VALUE!"},{"$f":"AbsFeuchte(BR178,BS178,$N$17)","v":{"$error":"#VALUE!"}},{"$f":"IF($I$19=0,IF(E$11=$S$8,BR178+$N$16,BR178),IF(E$11=$S$8,BR178+$N$16+#REF!,BR178+$I$19))","v":26},{"$error":"#VALUE!"},{"$error":"#VALUE!"},{"$error":"#VALUE!"},{"$error":"#N/A"},{"$error":"#VALUE!"},0,0,0,{"$error":"#N/A"},{"$error":"#DIV/0!"},{"$error":"#DIV/0!"},{"$error":"#DIV/0!"},{"$error":"#VALUE!"},{"$error":"#VALUE!"},{"$error":"#DIV/0!"},{"$error":"#DIV/0!"},{"$error":"#VALUE!"},0,{"$error":"#VALUE!"},{"$error":"#VALUE!"},{"$error":"#N/A"},{"$error":"#N/A"},{"$error":"#N/A"},{"$error":"#N/A"},{"$error":"#N/A"},{"$error":"#N/A"},{"$error":"#N/A"},{"$error":"#DIV/0!"},{"$error":"#VALUE!"},22,{"$error":"#VALUE!"},34,0,0]
[35,{"$f":"Klimadaten!O65/168*L$59","v":{"$error":"#N/A"}},{"$f":"Klimadaten!Q65","v":{"$error":"#VALUE!"}},{"$f":"Klimadaten!N65","v":{"$error":"#N/A"}},{"$error":"#VALUE!"},1,35,-13,35,35,0,35,{"$error":"#VALUE!"},{"$error":"#VALUE!"},{"$error":"#VALUE!"},{"$error":"#VALUE!"},{"$error":"#VALUE!"},{"$error":"#VALUE!"},{"$f":"MIN(MAX(N179,BM179),O179)","v":{"$error":"#VALUE!"}},35,35,0,35,{"$error":"#VALUE!"},{"$error":"#VALUE!"},9,{"$f":"IF($E$34=$D$34,MIN(AbsFeuchte(Z179,100%,$N$17),R179),MIN(AbsFeuchte(Z179,100%,$N$17),X179))","v":{"$error":"#VALUE!"}},{"$error":"#VALUE!"},9,59,157.63605999999999,9,{"$error":"#VALUE!"},{"$error":"#VALUE!"},{"$error":"#VALUE!"},{"$error":"#VALUE!"},22,{"$error":"#VALUE!"},{"$error":"#VALUE!"},{"$f":"TemperaturH(AP179,AO179)","v":{"$error":"#VALUE!"}},{"$error":"#VALUE!"},{"$error":"#VALUE!"},{"$error":"#VALUE!"},{"$error":"#VALUE!"},{"$error":"#VALUE!"},{"$f":"BN179","v":{"$error":"#VALUE!"}},{"$error":"#VALUE!"},{"$error":"#VALUE!"},{"$error":"#VALUE!"},1,0,1,0,{"$f":"IF($E$34=$D$34,IF(AW179=1,Fall1Tzul(AX179,AY179,BJ179,Q179),0),IF(AW179=1,Fall1Tzul(AX179,AY179,BJ179,W179),0))","v":{"$error":"#VALUE!"}},{"$f":"IF($E$34=$D$34,IF(AW179=1,Fall1xzul(AX179,AY179,BL179,R179),0),IF(AW179=1,Fall1xzul(AX179,AY179,BL179,X179),0))","v":{"$error":"#VALUE!"}},{"$f":"IF($E$34=$D$34,IF(AW179=2,Fall2Tzul(AX179, AZ179, BJ179,Q179, Z179),0),IF(AW179=2,Fall2Tzul(AX179, AZ179, BJ179,W179, Z179),0))","v":{"$error":"#VALUE!"}},{"$f":"IF($E$34=$D$34,IF(AW179=2,Fall2xzul(AX179,AZ179,BL179,R179,AA179),0),IF(AW179=2,Fall2xzul(AX179,AZ179,BL179,X179,AA179),0))","v":{"$error":"#VALUE!"}},{"$error":"#VALUE!"},{"$error":"#VALUE!"},{"$error":"#VALUE!"},{"$error":"#VALUE!"},22,{"$error":"#VALUE!"},{"$f":"AbsFeuchte(BJ179,BK179,$N$17)","v":{"$error":"#VALUE!"}},{"$error":"#VALUE!"},{"$f":"BB179+BD179+BF179+BH179","v":{"$error":"#VALUE!"}},{"$error":"#VALUE!"},{"$error":"#VALUE!"},{"$error":"#VALUE!"},26,{"$error":"#VALUE!"},{"$f":"AbsFeuchte(BR179,BS179,$N$17)","v":{"$error":"#VALUE!"}},{"$f":"IF($I$19=0,IF(E$11=$S$8,BR179+$N$16,BR179),IF(E$11=$S$8,BR179+$N$16+#REF!,BR179+$I$19))","v":26},{"$error":"#VALUE!"},{"$error":"#VALUE!"},{"$error":"#VALUE!"},{"$error":"#N/A"},{"$error":"#VALUE!"},0,0,0,{"$error":"#N/A"},{"$error":"#DIV/0!"},{"$error":"#DIV/0!"},{"$error":"#DIV/0!"},{"$error":"#VALUE!"},{"$error":"#VALUE!"},{"$error":"#DIV/0!"},{"$error":"#DIV/0!"},{"$error":"#VALUE!"},0,{"$error":"#VALUE!"},{"$error":"#VALUE!"},{"$error":"#N/A"},{"$error":"#N/A"},{"$error":"#N/A"},{"$error":"#N/A"},{"$error":"#N/A"},{"$error":"#N/A"},{"$error":"#N/A"},{"$error":"#DIV/0!"},{"$error":"#VALUE!"},22,{"$error":"#VALUE!"},35,0,0]
[null,null,null,null,null,null,null,null,null,null,null,null,null,null,null,null,null,null,null,null,null,null,null,null,null,null,null,null,null,null,null,null,null,null,null,null,null,null,null,null,null,null,null,null,null,null,null,null,null,null,null,null,null,null,null,null,null,null,null,null,null,null,null,null,null,null,null,null,null,null,null,null,null,null,null,null,null,null,null,null,null,null,{"$f":"SUM(CE120:CE179)","v":{"$error":"#DIV/0!"}},{"$error":"#DIV/0!"},{"$error":"#DIV/0!"},{"$error":"#VALUE!"},{"$error":"#VALUE!"},{"$error":"#DIV/0!"},{"$error":"#DIV/0!"},{"$error":"#VALUE!"},0,null,null,null,null,null,null,{"$f":"SUM(CT120:CT179)","v":{"$error":"#N/A"}},null,null,{"$f":"ROUND(MAX(CW120:CW179),0)","v":{"$error":"#DIV/0!"}},null,{"$f":"BJ179","v":22},{"$f":"BN179","v":{"$error":"#VALUE!"}}]
[]
["Formel:WENN($M$43=$AN$62;LUET($M$42;Auswertung!T6;' Lüftung (1)'!BT231;' Lüftung (2)'!BT231;' Lüftung (3)'!BT231;' Lüftung (4)'!BT231;' Lüftung (5)'!BT231;' Lüftung (6)'!BT231;' Lüftung (7)'!BT231;' Lüftung (8)'!BT231;' Lüftung (9)'!BT231;' Lüftung (10)'!BT231;' Lüftung (11)'!BT231;' Lüftung (12)'!BT231;' Lüftung (13)'!BT231;' Lüftung (14)'!BT231;' Lüftung (15)'!BT231;' Lüftung (16)'!BT231;' Lüftung (17)'!BT231;' Lüftung (18)'!BT231;' Lüftung (19)'!BT231;' Lüftung (20)'!BT231);LUEAB($M$42;Auswertung!T6;' Lüftung (1)'!BM231;' Lüftung (2)'!BM231;' Lüftung (3)'!BM231;' Lüftung (4)'!BM231;' Lüftung (5)'!BM231;' Lüftung (6)'!BM231;' Lüftung (7)'!BM231;' Lüftung (8)'!BM231;' Lüftung (9)'!BM231;' Lüftung (10)'!BM231;' Lüftung (11)'!BM231;' Lüftung (12)'!BM231;' Lüftung (13)'!BM231;' Lüftung (14)'!BM231;' Lüftung (15)'!BM231;' Lüftung (16)'!BM231;' Lüftung (17)'!BM231;' Lüftung (18)'!BM231;' Lüftung (19)'!BM231;' Lüftung (20)'!BM231))"," ",null,"Formel:WENN($M$43=$AN$62;LUET($M$42;Auswertung!W6/100;' Lüftung (1)'!BU231;' Lüftung (2)'!BU231;' Lüftung (3)'!BU231;' Lüftung (4)'!BU231;' Lüftung (5)'!BU231;' Lüftung (6)'!BU231;' Lüftung (7)'!BU231;' Lüftung (8)'!BU231;' Lüftung (9)'!BU231;' Lüftung (10)'!BU231;' Lüftung (11)'!BU231;' Lüftung (12)'!BU231;' Lüftung (13)'!BU231;' Lüftung (14)'!BU231;' Lüftung (15)'!BU231;' Lüftung (16)'!BU231;' Lüftung (17)'!BU231;' Lüftung (18)'!BU231;' Lüftung (19)'!BU231;' Lüftung (20)'!BU231);LUEAB($M$42;Auswertung!W6/100;' Lüftung (1)'!BN231;' Lüftung (2)'!BN231;' Lüftung (3)'!BN231;' Lüftung (4)'!BN231;' Lüftung (5)'!BN231;' Lüftung (6)'!BN231;' Lüftung (7)'!BN231;' Lüftung (8)'!BN231;' Lüftung (9)'!BN231;' Lüftung (10)'!BN231;' Lüftung (11)'!BN231;' Lüftung (12)'!BN231;' Lüftung (13)'!BN231;' Lüftung (14)'!BN231;' Lüftung (15)'!BN231;' Lüftung (16)'!BN231;' Lüftung (17)'!BN231;' Lüftung (18)'!BN231;' Lüftung (19)'!BN231;' Lüftung (20)'!BN231))"," "]
["Aussenluft (AUL)",null,null,null,null,"Aussenluft nach der Wärmerückgewinnung (AUL nWRG)",null,null,null,null,null,null,null,"Mischluft nach Umluftklappe (MIL) über Enthalpie geregelt",null,null,null,null,null,"Mischluft nach Umluftklappe (MIL)",null,null,null,null,null,"Taupunkt Kälteregister (A) ",null,null," Kälteregister (C) ",null,null,"Lineare Kühlkurve",null,"Mischluft nach Kühlregister (D1) ",null,null,"Mischluft nach Kühlregister (D2) ",null,null,"Erwärmung vor Befeuchtung (E) ",null,null,"ZUL Taupunkt bei Entfeuchtung (F) ",null,null,"Erwärmung ohne Befeuchtung (G) ",null,null,"Fall-","Funktionen der Lüftung",null,null,null,"Heizen & Befeuchten",null,"Entfeuchten & Heizen",null,"Kühlen & (Entf.) Heizen",null,"Kühlen & (Befeuchten)",null,null,null,null,null,null,null,null,null,null,null,null,null,null,null,null,null,"Fall 2,3 + 4","Fall 2+3","Fall 2+3","Fall 1","Fall 1"]
["Meteodaten",null,null,"bei AUL-Temp","bei RaumTemp","KRG",null,"Heizen ","nach WRG","nach WRG","regulierter","nach WRG",null,"minimal","maximal","regulierter","nach UML",null,null,"minimal","maximal","regulierter","nach UML",null,null,"reguliert auf ZUL Vorgaben",null,null,"reguliert auf ZUL Vorgaben",null,null,null,null,"reguliert auf ZUL Feuchte",null,null,"reguliert auf ZUL Temperatur",null,null,"reguliert auf ZUL Vorgaben",null,null,"reguliert auf ZUL Vorgaben",null,null,"reguliert auf ZUL Vorgaben",null,null,"unterschei-","/Klimatisierung",null,null,null,"Zuluft Fall 1",null,"Zuluft Fall 2",null,"Zuluft Fall 3",null,"Zuluft Fall 4",null,"Zuluft soll",null,null,null,"Zuluft ist",null,null,null,"Raum",null,null,"Abluft",null,null,"Kühlen","Heizen","Kühlen","Kühlen Entf.","Heizen Entf.","Heizen","Heizen Bef.","Entfeuchtung",null,"Befeuchtung Adiabatisch",null,"Wasser","Temperaturaufbereitung",null,"Wasser","Befe","ZUL - Feuchten","ZUL - Feuchten","MIL","MIL","Enthalpie+","Enthalpie-","Ventilator-","ZUL-Temp","ZULsoll","Diagramm","Wasser ",null,null,"starre"]
["Temp.","Häufigkeit","Abs. Feuchte","Rel. Feuchte","Rel. Feuchte","ja=1",null,"ΔT","ohne Reg.","soll möglich","Wirkungsgrad","Temp ","Abs. Feuchte","Enthalpie mögl.","Enthalpie mögl. ","UML  Anteil","Temp ","Abs. Feuchte","Enthalpie","Temp mögl.","Temp mögl. ","UML  Anteil","Temp ","Abs. Feuchte","Enthalpie","Temp ","Abs. Feuchte","Enthalpie","Temp ","Abs. Feuchte","Enthalpie","Offset (a)","Steigung (b)","Temp ","Abs. Feuchte","Enthalpie","Temp ","Abs. Feuchte","Enthalpie","Temp ","Abs. Feuchte","Enthalpie","Temp ","Abs. Feuchte","Enthalpie","Temp ","Abs. Feuchte","Enthalpie","dung","Heiz","Bef","Kühl ","Entf","Temp.","Abs. Feucht.","Temp.","Abs. Feucht.","Temp.","Abs. Feucht.","Temp.","Abs. Feucht.","Temp ","Rel. Feuchte","Abs. Feuchte","Enthalpie","Temp ","Rel. Feuchte","Abs. Feuchte","Enthalpie","Raum temp","Rel. Feuchte","Abs. Feuchte","Temp","Rel. Feuchte","Abs. Feuchte","Enthalpie -","Enthalpie +","(MIL-D2)","(D2 (A) -D1)","(ZUL-(A) D1)","(G-MIL)","(ZUL-G)","Entf/Kühl","Entf/Heiz","Bef/Heiz","Befeuchtung","Energie","Kühlenergie","Heizenergie","Enft","Energie","für Anzeige","für Anzeige","für Anzeige","für Anzeige","für Auslegung","für Auslegung","energie","für Anzeige","für Anzeige","Skalierung","Entfeuchtung",null,null,"Aussentemperatur "]
["°C","h/a","g/kg","%","%","nein=0",null,"K","°C","°C",null,"°C","g/kg","kJ/kg","kJ/kg","%","°C","g/kg","kJ/kg","°C","°C","%","°C","g/kg","kJ/kg","°C","g/kg","kJ/kg","°C","g/kg","kJ/kg","[°C]","[°C/(g/kg)]","°C","g/kg","kJ/kg","°C","g/kg","kJ/kg","°C","g/kg","kJ/kg","°C","g/kg","kJ/kg","°C","g/kg","kJ/kg",null,null,null,null,null,"[°C]","[g/kg]","[°C]","[g/kg]","[°C]","[g/kg]","[°C]","[g/kg]","°C","%","g/kg","kJ/kgK","°C","%","g/kg","kJ/kgK","°C","%","g/kg","°C","%","g/kg","kJ/kg","kJ/kg","kJ/kg","kJ/kg","kJ/kg","kJ/kg","kJ/kg","MWh","MWh","MWh","[Liter]","MWh","MWh","MWh",null,"MWh","soll","ist","min","max",null,null,"MWh","min","max","Summe ","Liter"]
[-25,{"$f":"Klimadaten!O5/168*L$74","v":{"$error":"#N/A"}},{"$f":"Klimadaten!Q5","v":{"$error":"#VALUE!"}},{"$f":"Klimadaten!N5","v":{"$error":"#N/A"}},{"$f":"MIN(100%,RelFeuchte(BR187,C187,$N$17))","v":{"$error":"#VALUE!"}},{"$f":"IF(H187<=0,IF(BU187<A187,1,0),0)","v":0},null,{"$f":"-(A187-BJ187)","v":47},{"$f":"$F$26*(BU187-A187)+A187","v":-25},{"$f":"IF(F187=0,MIN(I187,BJ187),I187)","v":-25},{"$f":"IF($F$28=$S$18,$F$26,MAX(IF(AND($F$29=$S$18,F187=1),0,IF(A187=BU187,0,(J187-A187)/(BU187-A187))),0))","v":0},{"$f":"IF($F$28=$S$19,K187*(BU187-A187)+A187,I187)","v":-25},{"$f":"IF($F$26=0,C187,(K187/$F$26*$F$27)*(BW187-C187)+C187)","v":{"$error":"#VALUE!"}},{"$f":"(EnthalpieA(L187,M187,#REF!)*$F$33)+((1-$F$33)*EnthalpieA(BU187,BW187,#REF!))","v":{"$error":"#VALUE!"}},{"$f":"(EnthalpieA(L187,M187,#REF!)*$F$32)+((1-$F$32)*EnthalpieA(BU187,BW187,#REF!))","v":{"$error":"#VALUE!"}},{"$f":"1-IF(EnthalpieA(L187,M187,#REF!)=S187,$F$33,(S187-EnthalpieA(BU187,BW187,#REF!))/((EnthalpieA(L187,M187,#REF!)-EnthalpieA(BU187,BW187,#REF!))))","v":{"$error":"#VALUE!"}},{"$f":"L187*(1-P187)+BU187*P187","v":{"$error":"#VALUE!"}},{"$f":"(M187*(1-$P187)+BW187*$P187)","v":{"$error":"#VALUE!"}},{"$f":"MIN(MAX(N187,BM187),O187)","v":{"$error":"#VALUE!"}},{"$f":"MIN((L187*($F$33)+BU187*(1-$F$33)))","v":-25},{"$f":"(L187*($F$32)+BU187*(1-$F$32))","v":-25},{"$f":"1-IF(L187=W187,$F$33,(W187-BU187)/(L187-BU187))","v":0},{"$f":"MIN(MAX(T187,BJ187),U187)","v":-25},{"$f":"(M187*(1-$V187)+BW187*$V187)","v":{"$error":"#VALUE!"}},{"$f":"EnthalpieA(W187,X187,$N$17)","v":{"$error":"#VALUE!"}},{"$f":"AVERAGE($F$43:$F$44)","v":9},{"$f":"IF($F$34=$D$34,MIN(AbsFeuchte(Z187,100%,$N$17),R187),MIN(AbsFeuchte(Z187,100%,$N$17),X187))","v":{"$error":"#VALUE!"}},{"$f":"EnthalpieA(Z187,AA187,$N$17)","v":{"$error":"#VALUE!"}},{"$f":"AVERAGE($F$43:$F$44)","v":9},-1,{"$f":"EnthalpieA(AC187,AD187,$N$17)","v":6.53566},{"$f":"AVERAGE($F$43:$F$44)","v":9},{"$f":"IF($F$34=$D$34,IF(AA187=R187,1E+23,(Q187-AF187)/(R187-AA187)),IF(AA187=X187,1E+23,(W187-AF187)/(X187-AA187)))","v":{"$error":"#VALUE!"}},{"$f":"IF($F$34=$D$34,MAX(IF(R187>BL187,AF187+(AG187*(BL187-AA187)),Q187),Z187),MAX(IF(X187>BL187,AF187+(AG187*(BL187-AA187)),W187),Z187))","v":{"$error":"#VALUE!"}},{"$f":"IF(AH187=Z187,AA187,BL187)","v":{"$error":"#VALUE!"}},{"$f":"EnthalpieA(AH187,AI187,$N$17)","v":{"$error":"#VALUE!"}},{"$f":"IF($F$34=$D$34,MAX(MIN(Q187,BJ187),Z187),MAX(MIN(W187,BJ187),Z187))","v":9},{"$f":"IF(Z187=AK187,AA187,(BJ187-AF187)/AG187+AA187)","v":{"$error":"#VALUE!"}},{"$f":"EnthalpieA(AK187,AL187,$N$17)","v":{"$error":"#VALUE!"}},{"$f":"TemperaturH(AP187,AO187)","v":{"$error":"#VALUE!"}},{"$f":"IF($F$34=$D$34,R187,X187)","v":{"$error":"#VALUE!"}},{"$f":"BM187","v":{"$error":"#VALUE!"}},{"$f":"TaupunktA(AR187,$N$17)","v":{"$error":"#VALUE!"}},{"$f":"BL187","v":{"$error":"#VALUE!"}},{"$f":"EnthalpieA(AQ187,AR187,$N$17)","v":{"$error":"#VALUE!"}},{"$f":"BN187","v":{"$error":"#VALUE!"}},{"$f":"IF($F$34=$D$34,R187,X187)","v":{"$error":"#VALUE!"}},{"$f":"EnthalpieA(AT187,AU187,$N$17)","v":{"$error":"#VALUE!"}},{"$f":"IF($F$34=$D$34,IF(AND(ROUND(BM187,4)>=ROUND(S187,4),ROUND(BL187,4)>=ROUND(R187,4),ROUND(BJ187,4)>=ROUND(Q187,4)),1,IF(ROUND(BL187,4)<ROUND(AA187,4),2,IF(ROUND(BJ187,4)>=ROUND(AH187,4),3,4))),IF(AND(ROUND(BM187,4)>=ROUND(Y187,4),ROUND(BL187,4)>=ROUND(X187,4),ROUND(BJ187,4)>=ROUND(W187,4)),1,IF(ROUND(BL187,4)<ROUND(AA187,4),2,IF(ROUND(BJ187,4)>=ROUND(AH187,4),3,4))))","v":{"$error":"#VALUE!"}},{"$f":"IF($F$37=$S$19,1,0)","v":1},{"$f":"IF($F$47=$S$14,0,1)","v":0},{"$f":"IF($F$40=$S$19,1,0)","v":1},{"$f":"IF(AND($F$45=$S$19,AZ187=1),1,0)","v":0},{"$f":"IF($F$34=$D$34,IF(AW187=1,Fall1Tzul(AX187,AY187,BJ187,Q187),0),IF(AW187=1,Fall1Tzul(AX187,AY187,BJ187,W187),0))","v":{"$error":"#VALUE!"}},{"$f":"IF($F$34=$D$34,IF(AW187=1,Fall1xzul(AX187,AY187,BL187,R187),0),IF(AW187=1,Fall1xzul(AX187,AY187,BL187,X187),0))","v":{"$error":"#VALUE!"}},{"$f":"IF($F$34=$D$34,IF(AW187=2,Fall2Tzul(AX187, AZ187, BJ187,Q187, Z187),0),IF(AW187=2,Fall2Tzul(AX187, AZ187, BJ187,W187, Z187),0))","v":{"$error":"#VALUE!"}},{"$f":"IF($F$34=$D$34,IF(AW187=2,Fall2xzul(AX187,AZ187,BL187,R187,AA187),0),IF(AW187=2,Fall2xzul(AX187,AZ187,BL187,X187,AA187),0))","v":{"$error":"#VALUE!"}},{"$f":"IF($F$34=$D$34,IF(AW187=3,IF(AND(BA187=1,AX187=1),BJ187,IF(AZ187=1,MIN(BJ187,IF(AX187=1,BJ187,Q187)),IF(AND(AX187=1,BJ187>Q187),BJ187,Q187))),0),IF(AW187=3,IF(AND(BA187=1,AX187=1),BJ187,IF(AZ187=1,MIN(BJ187,IF(AX187=1,BJ187,W187)),IF(AND(AX187=1,BJ187>W187),BJ187,W187))),0))","v":{"$error":"#VALUE!"}},{"$f":"IF($F$34=$D$34,IF(AW187=3,IF(AND(BA187=1,AX187=1),BL187,IF(AZ187=1,MIN(AL187,R187),R187)),0),IF(AW187=3,IF(AND(BA187=1,AX187=1),BL187,IF(AZ187=1,MIN(AL187,X187),X187)),0))","v":{"$error":"#VALUE!"}},{"$f":"IF($F$34=$D$34,IF(AW187=4,IF(AZ187=1,BJ187,Q187),0),IF(AW187=4,IF(AZ187=1,BJ187,W187),0))","v":{"$error":"#VALUE!"}},{"$f":"IF($F$34=$D$34,IF(AND(AW187=4,AY187=0),IF(AZ187=1,AI187,R187),IF(AND(AW187=4,AY187=1),BL187,0)),IF(AND(AW187=4,AY187=0),IF(AZ187=1,AL187,X187),IF(AND(AW187=4,AY187=1),BL187,0)))","v":{"$error":"#VALUE!"}},{"$f":"IF($DA187<=$B$93,$C$93-($B$93-$DA187)*$I$92,IF($DA187<=$B$94,$C$94-($B$94-$DA187)*$I$93,$C$95-($B$95-$DA187)*$I$94))","v":22},{"$f":"MIN(1,RelFeuchte(BJ187,BT187,$N$17))","v":{"$error":"#VALUE!"}},{"$f":"AbsFeuchte(BJ187,BK187,$N$17)","v":{"$error":"#VALUE!"}},{"$f":"EnthalpieA(BJ187,BL187,$N$17)","v":{"$error":"#VALUE!"}},{"$f":"BB187+BD187+BF187+BH187","v":{"$error":"#VALUE!"}},{"$f":"MIN(1,RelFeuchte(BN187,BP187,$N$17))","v":{"$error":"#VALUE!"}},{"$f":"BC187+BE187+BG187+BI187","v":{"$error":"#VALUE!"}},{"$f":"EnthalpieA(BN187,BP187,$N$17)","v":{"$error":"#VALUE!"}},{"$f":"IF($DA187<=$B$93,$D$93-($B$93-$DA187)*$J$92,IF($DA187<=$B$94,$D$94-($B$94-$DA187)*$J$93,$D$95-($B$95-$DA187)*$J$94))","v":24},{"$f":"IF(E187<$F$48,$F$48,IF(E187>$F$46,$F$46,E187))","v":{"$error":"#VALUE!"}},{"$f":"AbsFeuchte(BR187,BS187,$N$17)","v":{"$error":"#VALUE!"}},{"$f":"IF($J$19=0,IF(E$11=$S$8,BR187+$N$16,BR187),IF(E$11=$S$8,BR187+$N$16+#REF!,BR187+$J$19))","v":24},{"$f":"RelFeuchte(BU187,BW187,$N$17)","v":{"$error":"#VALUE!"}},{"$f":"BT187+$J$18","v":{"$error":"#VALUE!"}},{"$f":"SUM(BZ187:CA187)","v":{"$error":"#VALUE!"}},{"$f":"SUM(CB187:CD187)","v":{"$error":"#VALUE!"}},{"$f":"IF($F$34=$D$34,MAX(IF(AZ187=1,IF(OR(AW187=3,AW187=4,AW187=2),S187-AM187,0),0),0),MAX(IF(AZ187=1,IF(OR(AW187=3,AW187=4,AW187=2),Y187-AM187,0),0),0))","v":{"$error":"#VALUE!"}},{"$f":"IF($F$34=$D$34,MAX(IF(BA187=1,IF(AW187=3,AM187-AJ187,IF(AW187=2,(IF(BP187=R187,0,S187-AB187-BZ187)),0)),0),0),MAX(IF(BA187=1,IF(AW187=3,AM187-AJ187,IF(AW187=2,(IF(BP187=X187,0,Y187-AB187-BZ187)),0)),0),0))","v":0},{"$f":"IF($F$34=$D$34,MAX(IF(AND(BA187=1,AX187=1),IF(AW187=3,BQ187-AJ187,IF(AW187=2,IF(R187=BP187,0,BQ187-AB187),0)),0),0),MAX(IF(AND(BA187=1,AX187=1),IF(AW187=3,BQ187-AJ187,IF(AW187=2,IF(X187=BP187,0,BQ187-AB187),0)),0),0))","v":0},{"$f":"IF(F187=1,0,IF($F$34=$D$34,IF(AX187=1,IF(AW187=1,AV187-S187,0),0),IF(AX187=1,IF(AW187=1,AV187-Y187,0),0)))","v":{"$error":"#VALUE!"}},{"$f":"IF(AND(AY187=1,B187>0),IF(OR(AW187=1,AW187=4),BQ187-AV187,0),0)","v":{"$error":"#N/A"}},{"$f":"IF($F$40=$S$19,IF(OR(AND(A187>=$F$24,$F$25>0),AND(A187>=$F$24,$F$25<0)),$P$80*B187*$N$21*(CA187)/3.6/1000000,$K$80*B187*$N$21*(CA187)/3.6/1000000),0)","v":{"$error":"#DIV/0!"}},{"$f":"IF($F$37=$S$19,IF(OR(AND(A187>=$F$24,$F$25>0),AND(A187>=$F$24,$F$25<0)),$P$80*B187*$N$21*(CB187)/3.6/1000000,$K$80*B187*$N$21*(CB187)/3.6/1000000),0)","v":{"$error":"#DIV/0!"}},{"$f":"IF(OR(AND(A187>=$F$24,$F$25>0),AND(A187>=$F$24,$F$25<0)),$P$80*B187*$N$21*(CD187)/3.6/1000000,$K$80*B187*$N$21*(CD187)/3.6/1000000)","v":{"$error":"#DIV/0!"}},{"$f":"IF($F$34=$D$34,IF(OR(AND(A187>=$F$24,$F$25>0),AND(A187>=$F$24,$F$25<0)),MAX(0,(BP187-R187)*B187*$P$80*$N$21/1000),MAX(0,(BP187-R187)*B187*$K$80*$N$21/1000)),IF(OR(AND(A187>=$F$24,$F$25>0),AND(A187>=$F$24,$F$25<0)),MAX(0,(BP187-X187)*B187*$P$80*$N$21/1000),MAX(0,(BP187-X187)*B187*$K$80*$N$21/1000)))","v":{"$error":"#VALUE!"}},{"$f":"(CH187*$N$20*(100-$F$49)+$N$23*CH187)/3600000","v":{"$error":"#VALUE!"}},{"$f":"IF($F$40=$S$19,IF(OR(AND(A187>=$F$24,$F$25>0),AND(A187>=$F$24,$F$25<0)),$P$80*B187*$N$21*(BZ187)/3.6/1000000,$K$80*B187*$N$21*(BZ187)/3.6/1000000),0)","v":{"$error":"#DIV/0!"}},{"$f":"IF($F$37=$S$19,IF(OR(AND(A187>=$F$24,$F$25>0),AND(A187>=$F$24,$F$25<0)),$P$80*B187*$N$21*(CC187)/3.6/1000000,$K$80*B187*$N$21*(CC187)/3.6/1000000),0)","v":{"$error":"#DIV/0!"}},{"$f":"IF($F$34=$D$34,IF(OR(AND(A187>=$F$24,$F$25>0),AND(A187>=$F$24,$F$25<0)),MAX(0,-(BP187-R187)*B187*$P$80*$N$21/1000),MAX(0,-(BP187-R187)*B187*$K$80*$N$21/1000)),IF(OR(AND(A187>=$F$24,$F$25>0),AND(A187>=$F$24,$F$25<0)),MAX(0,-(BP187-X187)*B187*$P$80*$N$21/1000),MAX(0,-(BP187-X187)*B187*$K$80*$N$21/1000)))","v":{"$error":"#VALUE!"}},{"$f":"IF($F$47=$S$14,0,IF($F$47=$S$15,CG187,CI187))","v":0},{"$f":"IF(E187>0,BK187,222)","v":{"$error":"#VALUE!"}},{"$f":"IF(E187>0,BO187,222)","v":{"$error":"#VALUE!"}},{"$f":"IF($F$34=$D$34,IF(B187>0,Q187,222),IF(B187>0,W187,222))","v":{"$error":"#N/A"}},{"$f":"IF($F$34=$D$34,IF(B187>0,Q187,-222),IF(B187>0,W187,-222))","v":{"$error":"#N/A"}},{"$f":"IF(B187>0,BY187,-222)","v":{"$error":"#N/A"}},{"$f":"IF(B187>0,BX187,-222)","v":{"$error":"#N/A"}},{"$f":"IF(OR(AND(A187>=$F$24,$F$25>0),AND(A187>=$F$24,$F$25<0)),B187*($R$80)/1000,B187*($M$80)/1000)","v":{"$error":"#N/A"}},{"$f":"IF(B187>0,BJ187,222)","v":{"$error":"#N/A"}},{"$f":"IF(B187>0,BJ187,-222)","v":{"$error":"#N/A"}},{"$f":"SUM(CK187,CJ187,CE187,CF187,CM187,CT187)","v":{"$error":"#DIV/0!"}},{"$f":"-CL187","v":{"$error":"#VALUE!"}},{"$f":"IF(I187=0,CY188,BJ187)","v":22},{"$f":"IF(I187=0,CZ188,BN187)","v":{"$error":"#VALUE!"}},-25]
[-24,{"$f":"Klimadaten!O6/168*L$74","v":{"$error":"#N/A"}},{"$f":"Klimadaten!Q6","v":{"$error":"#VALUE!"}},{"$f":"Klimadaten!N6","v":{"$error":"#N/A"}},{"$error":"#VALUE!"},0,null,46,-24,-24,0,{"$f":"IF($F$28=$S$19,K188*(BU188-A188)+A188,I188)","v":-24},{"$error":"#VALUE!"},{"$f":"(EnthalpieA(L188,M188,#REF!)*$F$33)+((1-$F$33)*EnthalpieA(BU188,BW188,#REF!))","v":{"$error":"#VALUE!"}},{"$f":"(EnthalpieA(L188,M188,#REF!)*$F$32)+((1-$F$32)*EnthalpieA(BU188,BW188,#REF!))","v":{"$error":"#VALUE!"}},{"$f":"1-IF(EnthalpieA(L188,M188,#REF!)=S188,$F$33,(S188-EnthalpieA(BU188,BW188,#REF!))/((EnthalpieA(L188,M188,#REF!)-EnthalpieA(BU188,BW188,#REF!))))","v":{"$error":"#VALUE!"}},{"$f":"L188*(1-P188)+BU188*P188","v":{"$error":"#VALUE!"}},{"$f":"(M188*(1-$P188)+BW188*$P188)","v":{"$error":"#VALUE!"}},{"$f":"MIN(MAX(N188,BM188),O188)","v":{"$error":"#VALUE!"}},-24,-24,0,{"$f":"MIN(MAX(T188,BJ188),U188)","v":-24},{"$f":"(M188*(1-$V188)+BW188*$V188)","v":{"$error":"#VALUE!"}},{"$error":"#VALUE!"},{"$f":"AVERAGE($F$43:$F$44)","v":9},{"$f":"IF($F$34=$D$34,MIN(AbsFeuchte(Z188,100%,$N$17),R188),MIN(AbsFeuchte(Z188,100%,$N$17),X188))","v":{"$error":"#VALUE!"}},{"$error":"#VALUE!"},{"$f":"AVERAGE($F$43:$F$44)","v":9},0,9.0540000000000003,{"$f":"AVERAGE($F$43:$F$44)","v":9},{"$error":"#VALUE!"},{"$error":"#VALUE!"},{"$f":"IF(AH188=Z188,AA188,BL188)","v":{"$error":"#VALUE!"}},{"$error":"#VALUE!"},9,{"$f":"IF(Z188=AK188,AA188,(BJ188-AF188)/AG188+AA188)","v":{"$error":"#VALUE!"}},{"$error":"#VALUE!"},{"$f":"TemperaturH(AP188,AO188)","v":{"$error":"#VALUE!"}},{"$error":"#VALUE!"},{"$f":"BM188","v":{"$error":"#VALUE!"}},{"$error":"#VALUE!"},{"$f":"BL188","v":{"$error":"#VALUE!"}},{"$error":"#VALUE!"},{"$f":"BN188","v":{"$error":"#VALUE!"}},{"$error":"#VALUE!"},{"$error":"#VALUE!"},{"$error":"#VALUE!"},{"$f":"IF($F$37=$S$19,1,0)","v":1},0,{"$f":"IF($F$40=$S$19,1,0)","v":1},{"$f":"IF(AND($F$45=$S$19,AZ188=1),1,0)","v":0},{"$f":"IF($F$34=$D$34,IF(AW188=1,Fall1Tzul(AX188,AY188,BJ188,Q188),0),IF(AW188=1,Fall1Tzul(AX188,AY188,BJ188,W188),0))","v":{"$error":"#VALUE!"}},{"$f":"IF($F$34=$D$34,IF(AW188=1,Fall1xzul(AX188,AY188,BL188,R188),0),IF(AW188=1,Fall1xzul(AX188,AY188,BL188,X188),0))","v":{"$error":"#VALUE!"}},{"$f":"IF($F$34=$D$34,IF(AW188=2,Fall2Tzul(AX188, AZ188, BJ188,Q188, Z188),0),IF(AW188=2,Fall2Tzul(AX188, AZ188, BJ188,W188, Z188),0))","v":{"$error":"#VALUE!"}},{"$f":"IF($F$34=$D$34,IF(AW188=2,Fall2xzul(AX188,AZ188,BL188,R188,AA188),0),IF(AW188=2,Fall2xzul(AX188,AZ188,BL188,X188,AA188),0))","v":{"$error":"#VALUE!"}},{"$error":"#VALUE!"},{"$error":"#VALUE!"},{"$error":"#VALUE!"},{"$error":"#VALUE!"},22,{"$error":"#VALUE!"},{"$f":"AbsFeuchte(BJ188,BK188,$N$17)","v":{"$error":"#VALUE!"}},{"$error":"#VALUE!"},{"$f":"BB188+BD188+BF188+BH188","v":{"$error":"#VALUE!"}},{"$error":"#VALUE!"},{"$f":"BC188+BE188+BG188+BI188","v":{"$error":"#VALUE!"}},{"$error":"#VALUE!"},24,{"$error":"#VALUE!"},{"$f":"AbsFeuchte(BR188,BS188,$N$17)","v":{"$error":"#VALUE!"}},{"$f":"IF($J$19=0,IF(E$11=$S$8,BR188+$N$16,BR188),IF(E$11=$S$8,BR188+$N$16+#REF!,BR188+$J$19))","v":24},{"$error":"#VALUE!"},{"$error":"#VALUE!"},{"$f":"SUM(BZ188:CA188)","v":{"$error":"#VALUE!"}},{"$f":"SUM(CB188:CD188)","v":{"$error":"#VALUE!"}},{"$error":"#VALUE!"},0,0,{"$error":"#VALUE!"},{"$error":"#N/A"},{"$error":"#DIV/0!"},{"$error":"#DIV/0!"},{"$error":"#DIV/0!"},{"$error":"#VALUE!"},{"$error":"#VALUE!"},{"$error":"#DIV/0!"},{"$error":"#DIV/0!"},{"$error":"#VALUE!"},0,{"$error":"#VALUE!"},{"$error":"#VALUE!"},{"$error":"#N/A"},{"$error":"#N/A"},{"$error":"#N/A"},{"$error":"#N/A"},{"$error":"#N/A"},{"$error":"#N/A"},{"$error":"#N/A"},{"$f":"SUM(CK188,CJ188,CE188,CF188,CM188,CT188)","v":{"$error":"#DIV/0!"}},{"$f":"-CL188","v":{"$error":"#VALUE!"}},{"$f":"IF(I188=0,CY189,BJ188)","v":22},{"$f":"IF(I188=0,CZ189,BN188)","v":{"$error":"#VALUE!"}},-24]
[-23,{"$f":"Klimadaten!O7/168*L$74","v":{"$error":"#N/A"}},{"$f":"Klimadaten!Q7","v":{"$error":"#VALUE!"}},{"$f":"Klimadaten!N7","v":{"$error":"#N/A"}},{"$error":"#VALUE!"},0,null,45,-23,-23,0,-23,{"$error":"#VALUE!"},{"$f":"(EnthalpieA(L189,M189,#REF!)*$F$33)+((1-$F$33)*EnthalpieA(BU189,BW189,#REF!))","v":{"$error":"#VALUE!"}},{"$f":"(EnthalpieA(L189,M189,#REF!)*$F$32)+((1-$F$32)*EnthalpieA(BU189,BW189,#REF!))","v":{"$error":"#VALUE!"}},{"$f":"1-IF(EnthalpieA(L189,M189,#REF!)=S189,$F$33,(S189-EnthalpieA(BU189,BW189,#REF!))/((EnthalpieA(L189,M189,#REF!)-EnthalpieA(BU189,BW189,#REF!))))","v":{"$error":"#VALUE!"}},{"$f":"L189*(1-P189)+BU189*P189","v":{"$error":"#VALUE!"}},{"$f":"(M189*(1-$P189)+BW189*$P189)","v":{"$error":"#VALUE!"}},{"$f":"MIN(MAX(N189,BM189),O189)","v":{"$error":"#VALUE!"}},-23,-23,0,-23,{"$error":"#VALUE!"},{"$error":"#VALUE!"},9,{"$f":"IF($F$34=$D$34,MIN(AbsFeuchte(Z189,100%,$N$17),R189),MIN(AbsFeuchte(Z189,100%,$N$17),X189))","v":{"$error":"#VALUE!"}},{"$error":"#VALUE!"},9,0,9.0540000000000003,9,{"$error":"#VALUE!"},{"$error":"#VALUE!"},{"$error":"#VALUE!"},{"$error":"#VALUE!"},9,{"$error":"#VALUE!"},{"$error":"#VALUE!"},{"$f":"TemperaturH(AP189,AO189)","v":{"$error":"#VALUE!"}},{"$error":"#VALUE!"},{"$error":"#VALUE!"},{"$error":"#VALUE!"},{"$error":"#VALUE!"},{"$error":"#VALUE!"},{"$error":"#VALUE!"},{"$error":"#VALUE!"},{"$error":"#VALUE!"},{"$error":"#VALUE!"},1,0,1,0,{"$f":"IF($F$34=$D$34,IF(AW189=1,Fall1Tzul(AX189,AY189,BJ189,Q189),0),IF(AW189=1,Fall1Tzul(AX189,AY189,BJ189,W189),0))","v":{"$error":"#VALUE!"}},{"$f":"IF($F$34=$D$34,IF(AW189=1,Fall1xzul(AX189,AY189,BL189,R189),0),IF(AW189=1,Fall1xzul(AX189,AY189,BL189,X189),0))","v":{"$error":"#VALUE!"}},{"$f":"IF($F$34=$D$34,IF(AW189=2,Fall2Tzul(AX189, AZ189, BJ189,Q189, Z189),0),IF(AW189=2,Fall2Tzul(AX189, AZ189, BJ189,W189, Z189),0))","v":{"$error":"#VALUE!"}},{"$f":"IF($F$34=$D$34,IF(AW189=2,Fall2xzul(AX189,AZ189,BL189,R189,AA189),0),IF(AW189=2,Fall2xzul(AX189,AZ189,BL189,X189,AA189),0))","v":{"$error":"#VALUE!"}},{"$error":"#VALUE!"},{"$error":"#VALUE!"},{"$error":"#VALUE!"},{"$error":"#VALUE!"},22,{"$error":"#VALUE!"},{"$f":"AbsFeuchte(BJ189,BK189,$N$17)","v":{"$error":"#VALUE!"}},{"$error":"#VALUE!"},{"$error":"#VALUE!"},{"$error":"#VALUE!"},{"$error":"#VALUE!"},{"$error":"#VALUE!"},24,{"$error":"#VALUE!"},{"$f":"AbsFeuchte(BR189,BS189,$N$17)","v":{"$error":"#VALUE!"}},{"$f":"IF($J$19=0,IF(E$11=$S$8,BR189+$N$16,BR189),IF(E$11=$S$8,BR189+$N$16+#REF!,BR189+$J$19))","v":24},{"$error":"#VALUE!"},{"$error":"#VALUE!"},{"$f":"SUM(BZ189:CA189)","v":{"$error":"#VALUE!"}},{"$f":"SUM(CB189:CD189)","v":{"$error":"#VALUE!"}},{"$error":"#VALUE!"},0,0,{"$error":"#VALUE!"},{"$error":"#N/A"},{"$error":"#DIV/0!"},{"$error":"#DIV/0!"},{"$error":"#DIV/0!"},{"$error":"#VALUE!"},{"$error":"#VALUE!"},{"$error":"#DIV/0!"},{"$error":"#DIV/0!"},{"$error":"#VALUE!"},0,{"$error":"#VALUE!"},{"$error":"#VALUE!"},{"$error":"#N/A"},{"$error":"#N/A"},{"$error":"#N/A"},{"$error":"#N/A"},{"$error":"#N/A"},{"$error":"#N/A"},{"$error":"#N/A"},{"$error":"#DIV/0!"},{"$f":"-CL189","v":{"$error":"#VALUE!"}},22,{"$f":"IF(I189=0,CZ190,BN189)","v":{"$error":"#VALUE!"}},-23]
[-22,{"$f":"Klimadaten!O8/168*L$74","v":{"$error":"#N/A"}},{"$f":"Klimadaten!Q8","v":{"$error":"#VALUE!"}},{"$f":"Klimadaten!N8","v":{"$error":"#N/A"}},{"$error":"#VALUE!"},0,null,44,-22,-22,0,-22,{"$error":"#VALUE!"},{"$f":"(EnthalpieA(L190,M190,#REF!)*$F$33)+((1-$F$33)*EnthalpieA(BU190,BW190,#REF!))","v":{"$error":"#VALUE!"}},{"$f":"(EnthalpieA(L190,M190,#REF!)*$F$32)+((1-$F$32)*EnthalpieA(BU190,BW190,#REF!))","v":{"$error":"#VALUE!"}},{"$f":"1-IF(EnthalpieA(L190,M190,#REF!)=S190,$F$33,(S190-EnthalpieA(BU190,BW190,#REF!))/((EnthalpieA(L190,M190,#REF!)-EnthalpieA(BU190,BW190,#REF!))))","v":{"$error":"#VALUE!"}},{"$error":"#VALUE!"},{"$error":"#VALUE!"},{"$error":"#VALUE!"},-22,-22,0,-22,{"$error":"#VALUE!"},{"$error":"#VALUE!"},9,{"$f":"IF($F$34=$D$34,MIN(AbsFeuchte(Z190,100%,$N$17),R190),MIN(AbsFeuchte(Z190,100%,$N$17),X190))","v":{"$error":"#VALUE!"}},{"$error":"#VALUE!"},9,0,9.0540000000000003,9,{"$error":"#VALUE!"},{"$error":"#VALUE!"},{"$error":"#VALUE!"},{"$error":"#VALUE!"},9,{"$error":"#VALUE!"},{"$error":"#VALUE!"},{"$error":"#VALUE!"},{"$error":"#VALUE!"},{"$error":"#VALUE!"},{"$error":"#VALUE!"},{"$error":"#VALUE!"},{"$error":"#VALUE!"},{"$error":"#VALUE!"},{"$error":"#VALUE!"},{"$error":"#VALUE!"},{"$error":"#VALUE!"},1,0,1,0,{"$f":"IF($F$34=$D$34,IF(AW190=1,Fall1Tzul(AX190,AY190,BJ190,Q190),0),IF(AW190=1,Fall1Tzul(AX190,AY190,BJ190,W190),0))","v":{"$error":"#VALUE!"}},{"$f":"IF($F$34=$D$34,IF(AW190=1,Fall1xzul(AX190,AY190,BL190,R190),0),IF(AW190=1,Fall1xzul(AX190,AY190,BL190,X190),0))","v":{"$error":"#VALUE!"}},{"$f":"IF($F$34=$D$34,IF(AW190=2,Fall2Tzul(AX190, AZ190, BJ190,Q190, Z190),0),IF(AW190=2,Fall2Tzul(AX190, AZ190, BJ190,W190, Z190),0))","v":{"$error":"#VALUE!"}},{"$f":"IF($F$34=$D$34,IF(AW190=2,Fall2xzul(AX190,AZ190,BL190,R190,AA190),0),IF(AW190=2,Fall2xzul(AX190,AZ190,BL190,X190,AA190),0))","v":{"$error":"#VALUE!"}},{"$error":"#VALUE!"},{"$error":"#VALUE!"},{"$error":"#VALUE!"},{"$error":"#VALUE!"},22,{"$error":"#VALUE!"},{"$f":"AbsFeuchte(BJ190,BK190,$N$17)","v":{"$error":"#VALUE!"}},{"$error":"#VALUE!"},{"$error":"#VALUE!"},{"$error":"#VALUE!"},{"$error":"#VALUE!"},{"$error":"#VALUE!"},24,{"$error":"#VALUE!"},{"$f":"AbsFeuchte(BR190,BS190,$N$17)","v":{"$error":"#VALUE!"}},{"$f":"IF($J$19=0,IF(E$11=$S$8,BR190+$N$16,BR190),IF(E$11=$S$8,BR190+$N$16+#REF!,BR190+$J$19))","v":24},{"$error":"#VALUE!"},{"$error":"#VALUE!"},{"$error":"#VALUE!"},{"$error":"#VALUE!"},{"$error":"#VALUE!"},0,0,{"$error":"#VALUE!"},{"$error":"#N/A"},{"$error":"#DIV/0!"},{"$error":"#DIV/0!"},{"$error":"#DIV/0!"},{"$error":"#VALUE!"},{"$error":"#VALUE!"},{"$error":"#DIV/0!"},{"$error":"#DIV/0!"},{"$error":"#VALUE!"},0,{"$error":"#VALUE!"},{"$error":"#VALUE!"},{"$error":"#N/A"},{"$error":"#N/A"},{"$error":"#N/A"},{"$error":"#N/A"},{"$error":"#N/A"},{"$error":"#N/A"},{"$error":"#N/A"},{"$error":"#DIV/0!"},{"$error":"#VALUE!"},22,{"$error":"#VALUE!"},-22]
[-21,{"$f":"Klimadaten!O9/168*L$74","v":{"$error":"#N/A"}},{"$f":"Klimadaten!Q9","v":{"$error":"#VALUE!"}},{"$f":"Klimadaten!N9","v":{"$error":"#N/A"}},{"$error":"#VALUE!"},0,null,43,-21,-21,0,-21,{"$error":"#VALUE!"},{"$f":"(EnthalpieA(L191,M191,#REF!)*$F$33)+((1-$F$33)*EnthalpieA(BU191,BW191,#REF!))","v":{"$error":"#VALUE!"}},{"$f":"(EnthalpieA(L191,M191,#REF!)*$F$32)+((1-$F$32)*EnthalpieA(BU191,BW191,#REF!))","v":{"$error":"#VALUE!"}},{"$f":"1-IF(EnthalpieA(L191,M191,#REF!)=S191,$F$33,(S191-EnthalpieA(BU191,BW191,#REF!))/((EnthalpieA(L191,M191,#REF!)-EnthalpieA(BU191,BW191,#REF!))))","v":{"$error":"#VALUE!"}},{"$error":"#VALUE!"},{"$error":"#VALUE!"},{"$error":"#VALUE!"},-21,-21,0,-21,{"$error":"#VALUE!"},{"$error":"#VALUE!"},9,{"$f":"IF($F$34=$D$34,MIN(AbsFeuchte(Z191,100%,$N$17),R191),MIN(AbsFeuchte(Z191,100%,$N$17),X191))","v":{"$error":"#VALUE!"}},{"$error":"#VALUE!"},9,0,9.0540000000000003,9,{"$error":"#VALUE!"},{"$error":"#VALUE!"},{"$error":"#VALUE!"},{"$error":"#VALUE!"},9,{"$error":"#VALUE!"},{"$error":"#VALUE!"},{"$error":"#VALUE!"},{"$error":"#VALUE!"},{"$error":"#VALUE!"},{"$error":"#VALUE!"},{"$error":"#VALUE!"},{"$error":"#VALUE!"},{"$error":"#VALUE!"},{"$error":"#VALUE!"},{"$error":"#VALUE!"},{"$error":"#VALUE!"},1,0,1,0,{"$f":"IF($F$34=$D$34,IF(AW191=1,Fall1Tzul(AX191,AY191,BJ191,Q191),0),IF(AW191=1,Fall1Tzul(AX191,AY191,BJ191,W191),0))","v":{"$error":"#VALUE!"}},{"$f":"IF($F$34=$D$34,IF(AW191=1,Fall1xzul(AX191,AY191,BL191,R191),0),IF(AW191=1,Fall1xzul(AX191,AY191,BL191,X191),0))","v":{"$error":"#VALUE!"}},{"$f":"IF($F$34=$D$34,IF(AW191=2,Fall2Tzul(AX191, AZ191, BJ191,Q191, Z191),0),IF(AW191=2,Fall2Tzul(AX191, AZ191, BJ191,W191, Z191),0))","v":{"$error":"#VALUE!"}},{"$f":"IF($F$34=$D$34,IF(AW191=2,Fall2xzul(AX191,AZ191,BL191,R191,AA191),0),IF(AW191=2,Fall2xzul(AX191,AZ191,BL191,X191,AA191),0))","v":{"$error":"#VALUE!"}},{"$error":"#VALUE!"},{"$error":"#VALUE!"},{"$error":"#VALUE!"},{"$error":"#VALUE!"},22,{"$error":"#VALUE!"},{"$f":"AbsFeuchte(BJ191,BK191,$N$17)","v":{"$error":"#VALUE!"}},{"$error":"#VALUE!"},{"$error":"#VALUE!"},{"$error":"#VALUE!"},{"$error":"#VALUE!"},{"$error":"#VALUE!"},24,{"$error":"#VALUE!"},{"$f":"AbsFeuchte(BR191,BS191,$N$17)","v":{"$error":"#VALUE!"}},{"$f":"IF($J$19=0,IF(E$11=$S$8,BR191+$N$16,BR191),IF(E$11=$S$8,BR191+$N$16+#REF!,BR191+$J$19))","v":24},{"$error":"#VALUE!"},{"$error":"#VALUE!"},{"$error":"#VALUE!"},{"$error":"#VALUE!"},{"$error":"#VALUE!"},0,0,{"$error":"#VALUE!"},{"$error":"#N/A"},{"$error":"#DIV/0!"},{"$error":"#DIV/0!"},{"$error":"#DIV/0!"},{"$error":"#VALUE!"},{"$error":"#VALUE!"},{"$error":"#DIV/0!"},{"$error":"#DIV/0!"},{"$error":"#VALUE!"},0,{"$error":"#VALUE!"},{"$error":"#VALUE!"},{"$error":"#N/A"},{"$error":"#N/A"},{"$error":"#N/A"},{"$error":"#N/A"},{"$error":"#N/A"},{"$error":"#N/A"},{"$error":"#N/A"},{"$error":"#DIV/0!"},{"$error":"#VALUE!"},22,{"$error":"#VALUE!"},-21]
[-20,{"$f":"Klimadaten!O10/168*L$74","v":{"$error":"#N/A"}},{"$f":"Klimadaten!Q10","v":{"$error":"#VALUE!"}},{"$f":"Klimadaten!N10","v":{"$error":"#N/A"}},{"$error":"#VALUE!"},0,null,42,-20,-20,0,-20,{"$error":"#VALUE!"},{"$f":"(EnthalpieA(L192,M192,#REF!)*$F$33)+((1-$F$33)*EnthalpieA(BU192,BW192,#REF!))","v":{"$error":"#VALUE!"}},{"$f":"(EnthalpieA(L192,M192,#REF!)*$F$32)+((1-$F$32)*EnthalpieA(BU192,BW192,#REF!))","v":{"$error":"#VALUE!"}},{"$f":"1-IF(EnthalpieA(L192,M192,#REF!)=S192,$F$33,(S192-EnthalpieA(BU192,BW192,#REF!))/((EnthalpieA(L192,M192,#REF!)-EnthalpieA(BU192,BW192,#REF!))))","v":{"$error":"#VALUE!"}},{"$error":"#VALUE!"},{"$error":"#VALUE!"},{"$error":"#VALUE!"},-20,-20,0,-20,{"$error":"#VALUE!"},{"$error":"#VALUE!"},9,{"$f":"IF($F$34=$D$34,MIN(AbsFeuchte(Z192,100%,$N$17),R192),MIN(AbsFeuchte(Z192,100%,$N$17),X192))","v":{"$error":"#VALUE!"}},{"$error":"#VALUE!"},9,0,9.0540000000000003,9,{"$error":"#VALUE!"},{"$error":"#VALUE!"},{"$error":"#VALUE!"},{"$error":"#VALUE!"},9,{"$error":"#VALUE!"},{"$error":"#VALUE!"},{"$error":"#VALUE!"},{"$error":"#VALUE!"},{"$error":"#VALUE!"},{"$error":"#VALUE!"},{"$error":"#VALUE!"},{"$error":"#VALUE!"},{"$error":"#VALUE!"},{"$error":"#VALUE!"},{"$error":"#VALUE!"},{"$error":"#VALUE!"},1,0,1,0,{"$f":"IF($F$34=$D$34,IF(AW192=1,Fall1Tzul(AX192,AY192,BJ192,Q192),0),IF(AW192=1,Fall1Tzul(AX192,AY192,BJ192,W192),0))","v":{"$error":"#VALUE!"}},{"$f":"IF($F$34=$D$34,IF(AW192=1,Fall1xzul(AX192,AY192,BL192,R192),0),IF(AW192=1,Fall1xzul(AX192,AY192,BL192,X192),0))","v":{"$error":"#VALUE!"}},{"$f":"IF($F$34=$D$34,IF(AW192=2,Fall2Tzul(AX192, AZ192, BJ192,Q192, Z192),0),IF(AW192=2,Fall2Tzul(AX192, AZ192, BJ192,W192, Z192),0))","v":{"$error":"#VALUE!"}},{"$f":"IF($F$34=$D$34,IF(AW192=2,Fall2xzul(AX192,AZ192,BL192,R192,AA192),0),IF(AW192=2,Fall2xzul(AX192,AZ192,BL192,X192,AA192),0))","v":{"$error":"#VALUE!"}},{"$error":"#VALUE!"},{"$error":"#VALUE!"},{"$error":"#VALUE!"},{"$error":"#VALUE!"},22,{"$error":"#VALUE!"},{"$f":"AbsFeuchte(BJ192,BK192,$N$17)","v":{"$error":"#VALUE!"}},{"$error":"#VALUE!"},{"$error":"#VALUE!"},{"$error":"#VALUE!"},{"$error":"#VALUE!"},{"$error":"#VALUE!"},24,{"$error":"#VALUE!"},{"$f":"AbsFeuchte(BR192,BS192,$N$17)","v":{"$error":"#VALUE!"}},{"$f":"IF($J$19=0,IF(E$11=$S$8,BR192+$N$16,BR192),IF(E$11=$S$8,BR192+$N$16+#REF!,BR192+$J$19))","v":24},{"$error":"#VALUE!"},{"$error":"#VALUE!"},{"$error":"#VALUE!"},{"$error":"#VALUE!"},{"$error":"#VALUE!"},0,0,{"$error":"#VALUE!"},{"$error":"#N/A"},{"$error":"#DIV/0!"},{"$error":"#DIV/0!"},{"$error":"#DIV/0!"},{"$error":"#VALUE!"},{"$error":"#VALUE!"},{"$error":"#DIV/0!"},{"$error":"#DIV/0!"},{"$error":"#VALUE!"},0,{"$error":"#VALUE!"},{"$error":"#VALUE!"},{"$error":"#N/A"},{"$error":"#N/A"},{"$error":"#N/A"},{"$error":"#N/A"},{"$error":"#N/A"},{"$error":"#N/A"},{"$error":"#N/A"},{"$error":"#DIV/0!"},{"$error":"#VALUE!"},22,{"$error":"#VALUE!"},-20]
[-19,{"$f":"Klimadaten!O11/168*L$74","v":{"$error":"#N/A"}},{"$f":"Klimadaten!Q11","v":{"$error":"#VALUE!"}},{"$f":"Klimadaten!N11","v":{"$error":"#N/A"}},{"$error":"#VALUE!"},0,null,41,-19,-19,0,-19,{"$error":"#VALUE!"},{"$f":"(EnthalpieA(L193,M193,#REF!)*$F$33)+((1-$F$33)*EnthalpieA(BU193,BW193,#REF!))","v":{"$error":"#VALUE!"}},{"$f":"(EnthalpieA(L193,M193,#REF!)*$F$32)+((1-$F$32)*EnthalpieA(BU193,BW193,#REF!))","v":{"$error":"#VALUE!"}},{"$f":"1-IF(EnthalpieA(L193,M193,#REF!)=S193,$F$33,(S193-EnthalpieA(BU193,BW193,#REF!))/((EnthalpieA(L193,M193,#REF!)-EnthalpieA(BU193,BW193,#REF!))))","v":{"$error":"#VALUE!"}},{"$error":"#VALUE!"},{"$error":"#VALUE!"},{"$error":"#VALUE!"},-19,-19,0,-19,{"$error":"#VALUE!"},{"$error":"#VALUE!"},9,{"$f":"IF($F$34=$D$34,MIN(AbsFeuchte(Z193,100%,$N$17),R193),MIN(AbsFeuchte(Z193,100%,$N$17),X193))","v":{"$error":"#VALUE!"}},{"$error":"#VALUE!"},9,0,9.0540000000000003,9,{"$error":"#VALUE!"},{"$error":"#VALUE!"},{"$error":"#VALUE!"},{"$error":"#VALUE!"},9,{"$error":"#VALUE!"},{"$error":"#VALUE!"},{"$error":"#VALUE!"},{"$error":"#VALUE!"},{"$error":"#VALUE!"},{"$error":"#VALUE!"},{"$error":"#VALUE!"},{"$error":"#VALUE!"},{"$error":"#VALUE!"},{"$error":"#VALUE!"},{"$error":"#VALUE!"},{"$error":"#VALUE!"},1,0,1,0,{"$f":"IF($F$34=$D$34,IF(AW193=1,Fall1Tzul(AX193,AY193,BJ193,Q193),0),IF(AW193=1,Fall1Tzul(AX193,AY193,BJ193,W193),0))","v":{"$error":"#VALUE!"}},{"$f":"IF($F$34=$D$34,IF(AW193=1,Fall1xzul(AX193,AY193,BL193,R193),0),IF(AW193=1,Fall1xzul(AX193,AY193,BL193,X193),0))","v":{"$error":"#VALUE!"}},{"$f":"IF($F$34=$D$34,IF(AW193=2,Fall2Tzul(AX193, AZ193, BJ193,Q193, Z193),0),IF(AW193=2,Fall2Tzul(AX193, AZ193, BJ193,W193, Z193),0))","v":{"$error":"#VALUE!"}},{"$f":"IF($F$34=$D$34,IF(AW193=2,Fall2xzul(AX193,AZ193,BL193,R193,AA193),0),IF(AW193=2,Fall2xzul(AX193,AZ193,BL193,X193,AA193),0))","v":{"$error":"#VALUE!"}},{"$error":"#VALUE!"},{"$error":"#VALUE!"},{"$error":"#VALUE!"},{"$error":"#VALUE!"},22,{"$error":"#VALUE!"},{"$f":"AbsFeuchte(BJ193,BK193,$N$17)","v":{"$error":"#VALUE!"}},{"$error":"#VALUE!"},{"$error":"#VALUE!"},{"$error":"#VALUE!"},{"$error":"#VALUE!"},{"$error":"#VALUE!"},24,{"$error":"#VALUE!"},{"$f":"AbsFeuchte(BR193,BS193,$N$17)","v":{"$error":"#VALUE!"}},{"$f":"IF($J$19=0,IF(E$11=$S$8,BR193+$N$16,BR193),IF(E$11=$S$8,BR193+$N$16+#REF!,BR193+$J$19))","v":24},{"$error":"#VALUE!"},{"$error":"#VALUE!"},{"$error":"#VALUE!"},{"$error":"#VALUE!"},{"$error":"#VALUE!"},0,0,{"$error":"#VALUE!"},{"$error":"#N/A"},{"$error":"#DIV/0!"},{"$error":"#DIV/0!"},{"$error":"#DIV/0!"},{"$error":"#VALUE!"},{"$error":"#VALUE!"},{"$error":"#DIV/0!"},{"$error":"#DIV/0!"},{"$error":"#VALUE!"},0,{"$error":"#VALUE!"},{"$error":"#VALUE!"},{"$error":"#N/A"},{"$error":"#N/A"},{"$error":"#N/A"},{"$error":"#N/A"},{"$error":"#N/A"},{"$error":"#N/A"},{"$error":"#N/A"},{"$error":"#DIV/0!"},{"$error":"#VALUE!"},22,{"$error":"#VALUE!"},-19]
[-18,{"$f":"Klimadaten!O12/168*L$74","v":{"$error":"#N/A"}},{"$f":"Klimadaten!Q12","v":{"$error":"#VALUE!"}},{"$f":"Klimadaten!N12","v":{"$error":"#N/A"}},{"$error":"#VALUE!"},0,null,40,-18,-18,0,-18,{"$error":"#VALUE!"},{"$f":"(EnthalpieA(L194,M194,#REF!)*$F$33)+((1-$F$33)*EnthalpieA(BU194,BW194,#REF!))","v":{"$error":"#VALUE!"}},{"$f":"(EnthalpieA(L194,M194,#REF!)*$F$32)+((1-$F$32)*EnthalpieA(BU194,BW194,#REF!))","v":{"$error":"#VALUE!"}},{"$f":"1-IF(EnthalpieA(L194,M194,#REF!)=S194,$F$33,(S194-EnthalpieA(BU194,BW194,#REF!))/((EnthalpieA(L194,M194,#REF!)-EnthalpieA(BU194,BW194,#REF!))))","v":{"$error":"#VALUE!"}},{"$error":"#VALUE!"},{"$error":"#VALUE!"},{"$error":"#VALUE!"},-18,-18,0,-18,{"$error":"#VALUE!"},{"$error":"#VALUE!"},9,{"$f":"IF($F$34=$D$34,MIN(AbsFeuchte(Z194,100%,$N$17),R194),MIN(AbsFeuchte(Z194,100%,$N$17),X194))","v":{"$error":"#VALUE!"}},{"$error":"#VALUE!"},9,0,9.0540000000000003,9,{"$error":"#VALUE!"},{"$error":"#VALUE!"},{"$error":"#VALUE!"},{"$error":"#VALUE!"},9,{"$error":"#VALUE!"},{"$error":"#VALUE!"},{"$error":"#VALUE!"},{"$error":"#VALUE!"},{"$error":"#VALUE!"},{"$error":"#VALUE!"},{"$error":"#VALUE!"},{"$error":"#VALUE!"},{"$error":"#VALUE!"},{"$error":"#VALUE!"},{"$error":"#VALUE!"},{"$error":"#VALUE!"},1,0,1,0,{"$f":"IF($F$34=$D$34,IF(AW194=1,Fall1Tzul(AX194,AY194,BJ194,Q194),0),IF(AW194=1,Fall1Tzul(AX194,AY194,BJ194,W194),0))","v":{"$error":"#VALUE!"}},{"$f":"IF($F$34=$D$34,IF(AW194=1,Fall1xzul(AX194,AY194,BL194,R194),0),IF(AW194=1,Fall1xzul(AX194,AY194,BL194,X194),0))","v":{"$error":"#VALUE!"}},{"$f":"IF($F$34=$D$34,IF(AW194=2,Fall2Tzul(AX194, AZ194, BJ194,Q194, Z194),0),IF(AW194=2,Fall2Tzul(AX194, AZ194, BJ194,W194, Z194),0))","v":{"$error":"#VALUE!"}},{"$f":"IF($F$34=$D$34,IF(AW194=2,Fall2xzul(AX194,AZ194,BL194,R194,AA194),0),IF(AW194=2,Fall2xzul(AX194,AZ194,BL194,X194,AA194),0))","v":{"$error":"#VALUE!"}},{"$error":"#VALUE!"},{"$error":"#VALUE!"},{"$error":"#VALUE!"},{"$error":"#VALUE!"},22,{"$error":"#VALUE!"},{"$f":"AbsFeuchte(BJ194,BK194,$N$17)","v":{"$error":"#VALUE!"}},{"$error":"#VALUE!"},{"$error":"#VALUE!"},{"$error":"#VALUE!"},{"$error":"#VALUE!"},{"$error":"#VALUE!"},24,{"$error":"#VALUE!"},{"$f":"AbsFeuchte(BR194,BS194,$N$17)","v":{"$error":"#VALUE!"}},{"$f":"IF($J$19=0,IF(E$11=$S$8,BR194+$N$16,BR194),IF(E$11=$S$8,BR194+$N$16+#REF!,BR194+$J$19))","v":24},{"$error":"#VALUE!"},{"$error":"#VALUE!"},{"$error":"#VALUE!"},{"$error":"#VALUE!"},{"$error":"#VALUE!"},0,0,{"$error":"#VALUE!"},{"$error":"#N/A"},{"$error":"#DIV/0!"},{"$error":"#DIV/0!"},{"$error":"#DIV/0!"},{"$error":"#VALUE!"},{"$error":"#VALUE!"},{"$error":"#DIV/0!"},{"$error":"#DIV/0!"},{"$error":"#VALUE!"},0,{"$error":"#VALUE!"},{"$error":"#VALUE!"},{"$error":"#N/A"},{"$error":"#N/A"},{"$error":"#N/A"},{"$error":"#N/A"},{"$error":"#N/A"},{"$error":"#N/A"},{"$error":"#N/A"},{"$error":"#DIV/0!"},{"$error":"#VALUE!"},22,{"$error":"#VALUE!"},-18]
[-17,{"$f":"Klimadaten!O13/168*L$74","v":{"$error":"#N/A"}},{"$f":"Klimadaten!Q13","v":{"$error":"#VALUE!"}},{"$f":"Klimadaten!N13","v":{"$error":"#N/A"}},{"$error":"#VALUE!"},0,null,39,-17,-17,0,-17,{"$error":"#VALUE!"},{"$f":"(EnthalpieA(L195,M195,#REF!)*$F$33)+((1-$F$33)*EnthalpieA(BU195,BW195,#REF!))","v":{"$error":"#VALUE!"}},{"$f":"(EnthalpieA(L195,M195,#REF!)*$F$32)+((1-$F$32)*EnthalpieA(BU195,BW195,#REF!))","v":{"$error":"#VALUE!"}},{"$f":"1-IF(EnthalpieA(L195,M195,#REF!)=S195,$F$33,(S195-EnthalpieA(BU195,BW195,#REF!))/((EnthalpieA(L195,M195,#REF!)-EnthalpieA(BU195,BW195,#REF!))))","v":{"$error":"#VALUE!"}},{"$error":"#VALUE!"},{"$error":"#VALUE!"},{"$error":"#VALUE!"},-17,-17,0,-17,{"$error":"#VALUE!"},{"$error":"#VALUE!"},9,{"$f":"IF($F$34=$D$34,MIN(AbsFeuchte(Z195,100%,$N$17),R195),MIN(AbsFeuchte(Z195,100%,$N$17),X195))","v":{"$error":"#VALUE!"}},{"$error":"#VALUE!"},9,0,9.0540000000000003,9,{"$error":"#VALUE!"},{"$error":"#VALUE!"},{"$error":"#VALUE!"},{"$error":"#VALUE!"},9,{"$error":"#VALUE!"},{"$error":"#VALUE!"},{"$error":"#VALUE!"},{"$error":"#VALUE!"},{"$error":"#VALUE!"},{"$error":"#VALUE!"},{"$error":"#VALUE!"},{"$error":"#VALUE!"},{"$error":"#VALUE!"},{"$error":"#VALUE!"},{"$error":"#VALUE!"},{"$error":"#VALUE!"},1,0,1,0,{"$f":"IF($F$34=$D$34,IF(AW195=1,Fall1Tzul(AX195,AY195,BJ195,Q195),0),IF(AW195=1,Fall1Tzul(AX195,AY195,BJ195,W195),0))","v":{"$error":"#VALUE!"}},{"$f":"IF($F$34=$D$34,IF(AW195=1,Fall1xzul(AX195,AY195,BL195,R195),0),IF(AW195=1,Fall1xzul(AX195,AY195,BL195,X195),0))","v":{"$error":"#VALUE!"}},{"$f":"IF($F$34=$D$34,IF(AW195=2,Fall2Tzul(AX195, AZ195, BJ195,Q195, Z195),0),IF(AW195=2,Fall2Tzul(AX195, AZ195, BJ195,W195, Z195),0))","v":{"$error":"#VALUE!"}},{"$f":"IF($F$34=$D$34,IF(AW195=2,Fall2xzul(AX195,AZ195,BL195,R195,AA195),0),IF(AW195=2,Fall2xzul(AX195,AZ195,BL195,X195,AA195),0))","v":{"$error":"#VALUE!"}},{"$error":"#VALUE!"},{"$error":"#VALUE!"},{"$error":"#VALUE!"},{"$error":"#VALUE!"},22,{"$error":"#VALUE!"},{"$f":"AbsFeuchte(BJ195,BK195,$N$17)","v":{"$error":"#VALUE!"}},{"$error":"#VALUE!"},{"$error":"#VALUE!"},{"$error":"#VALUE!"},{"$error":"#VALUE!"},{"$error":"#VALUE!"},24,{"$error":"#VALUE!"},{"$f":"AbsFeuchte(BR195,BS195,$N$17)","v":{"$error":"#VALUE!"}},{"$f":"IF($J$19=0,IF(E$11=$S$8,BR195+$N$16,BR195),IF(E$11=$S$8,BR195+$N$16+#REF!,BR195+$J$19))","v":24},{"$error":"#VALUE!"},{"$error":"#VALUE!"},{"$error":"#VALUE!"},{"$error":"#VALUE!"},{"$error":"#VALUE!"},0,0,{"$error":"#VALUE!"},{"$error":"#N/A"},{"$error":"#DIV/0!"},{"$error":"#DIV/0!"},{"$error":"#DIV/0!"},{"$error":"#VALUE!"},{"$error":"#VALUE!"},{"$error":"#DIV/0!"},{"$error":"#DIV/0!"},{"$error":"#VALUE!"},0,{"$error":"#VALUE!"},{"$error":"#VALUE!"},{"$error":"#N/A"},{"$error":"#N/A"},{"$error":"#N/A"},{"$error":"#N/A"},{"$error":"#N/A"},{"$error":"#N/A"},{"$error":"#N/A"},{"$error":"#DIV/0!"},{"$error":"#VALUE!"},22,{"$error":"#VALUE!"},-17]
[-16,{"$f":"Klimadaten!O14/168*L$74","v":{"$error":"#N/A"}},{"$f":"Klimadaten!Q14","v":{"$error":"#VALUE!"}},{"$f":"Klimadaten!N14","v":{"$error":"#N/A"}},{"$error":"#VALUE!"},0,null,38,-16,-16,0,-16,{"$error":"#VALUE!"},{"$f":"(EnthalpieA(L196,M196,#REF!)*$F$33)+((1-$F$33)*EnthalpieA(BU196,BW196,#REF!))","v":{"$error":"#VALUE!"}},{"$f":"(EnthalpieA(L196,M196,#REF!)*$F$32)+((1-$F$32)*EnthalpieA(BU196,BW196,#REF!))","v":{"$error":"#VALUE!"}},{"$f":"1-IF(EnthalpieA(L196,M196,#REF!)=S196,$F$33,(S196-EnthalpieA(BU196,BW196,#REF!))/((EnthalpieA(L196,M196,#REF!)-EnthalpieA(BU196,BW196,#REF!))))","v":{"$error":"#VALUE!"}},{"$error":"#VALUE!"},{"$error":"#VALUE!"},{"$error":"#VALUE!"},-16,-16,0,-16,{"$error":"#VALUE!"},{"$error":"#VALUE!"},9,{"$f":"IF($F$34=$D$34,MIN(AbsFeuchte(Z196,100%,$N$17),R196),MIN(AbsFeuchte(Z196,100%,$N$17),X196))","v":{"$error":"#VALUE!"}},{"$error":"#VALUE!"},9,0,9.0540000000000003,9,{"$error":"#VALUE!"},{"$error":"#VALUE!"},{"$error":"#VALUE!"},{"$error":"#VALUE!"},9,{"$error":"#VALUE!"},{"$error":"#VALUE!"},{"$error":"#VALUE!"},{"$error":"#VALUE!"},{"$error":"#VALUE!"},{"$error":"#VALUE!"},{"$error":"#VALUE!"},{"$error":"#VALUE!"},{"$error":"#VALUE!"},{"$error":"#VALUE!"},{"$error":"#VALUE!"},{"$error":"#VALUE!"},1,0,1,0,{"$f":"IF($F$34=$D$34,IF(AW196=1,Fall1Tzul(AX196,AY196,BJ196,Q196),0),IF(AW196=1,Fall1Tzul(AX196,AY196,BJ196,W196),0))","v":{"$error":"#VALUE!"}},{"$f":"IF($F$34=$D$34,IF(AW196=1,Fall1xzul(AX196,AY196,BL196,R196),0),IF(AW196=1,Fall1xzul(AX196,AY196,BL196,X196),0))","v":{"$error":"#VALUE!"}},{"$f":"IF($F$34=$D$34,IF(AW196=2,Fall2Tzul(AX196, AZ196, BJ196,Q196, Z196),0),IF(AW196=2,Fall2Tzul(AX196, AZ196, BJ196,W196, Z196),0))","v":{"$error":"#VALUE!"}},{"$f":"IF($F$34=$D$34,IF(AW196=2,Fall2xzul(AX196,AZ196,BL196,R196,AA196),0),IF(AW196=2,Fall2xzul(AX196,AZ196,BL196,X196,AA196),0))","v":{"$error":"#VALUE!"}},{"$error":"#VALUE!"},{"$error":"#VALUE!"},{"$error":"#VALUE!"},{"$error":"#VALUE!"},22,{"$error":"#VALUE!"},{"$f":"AbsFeuchte(BJ196,BK196,$N$17)","v":{"$error":"#VALUE!"}},{"$error":"#VALUE!"},{"$error":"#VALUE!"},{"$error":"#VALUE!"},{"$error":"#VALUE!"},{"$error":"#VALUE!"},24,{"$error":"#VALUE!"},{"$f":"AbsFeuchte(BR196,BS196,$N$17)","v":{"$error":"#VALUE!"}},{"$f":"IF($J$19=0,IF(E$11=$S$8,BR196+$N$16,BR196),IF(E$11=$S$8,BR196+$N$16+#REF!,BR196+$J$19))","v":24},{"$error":"#VALUE!"},{"$error":"#VALUE!"},{"$error":"#VALUE!"},{"$error":"#VALUE!"},{"$error":"#VALUE!"},0,0,{"$error":"#VALUE!"},{"$error":"#N/A"},{"$error":"#DIV/0!"},{"$error":"#DIV/0!"},{"$error":"#DIV/0!"},{"$error":"#VALUE!"},{"$error":"#VALUE!"},{"$error":"#DIV/0!"},{"$error":"#DIV/0!"},{"$error":"#VALUE!"},0,{"$error":"#VALUE!"},{"$error":"#VALUE!"},{"$error":"#N/A"},{"$error":"#N/A"},{"$error":"#N/A"},{"$error":"#N/A"},{"$error":"#N/A"},{"$error":"#N/A"},{"$error":"#N/A"},{"$error":"#DIV/0!"},{"$error":"#VALUE!"},22,{"$error":"#VALUE!"},-16]
[-15,{"$f":"Klimadaten!O15/168*L$74","v":{"$error":"#N/A"}},{"$f":"Klimadaten!Q15","v":{"$error":"#VALUE!"}},{"$f":"Klimadaten!N15","v":{"$error":"#N/A"}},{"$error":"#VALUE!"},0,null,37,-15,-15,0,-15,{"$error":"#VALUE!"},{"$f":"(EnthalpieA(L197,M197,#REF!)*$F$33)+((1-$F$33)*EnthalpieA(BU197,BW197,#REF!))","v":{"$error":"#VALUE!"}},{"$f":"(EnthalpieA(L197,M197,#REF!)*$F$32)+((1-$F$32)*EnthalpieA(BU197,BW197,#REF!))","v":{"$error":"#VALUE!"}},{"$f":"1-IF(EnthalpieA(L197,M197,#REF!)=S197,$F$33,(S197-EnthalpieA(BU197,BW197,#REF!))/((EnthalpieA(L197,M197,#REF!)-EnthalpieA(BU197,BW197,#REF!))))","v":{"$error":"#VALUE!"}},{"$error":"#VALUE!"},{"$error":"#VALUE!"},{"$error":"#VALUE!"},-15,-15,0,-15,{"$error":"#VALUE!"},{"$error":"#VALUE!"},9,{"$f":"IF($F$34=$D$34,MIN(AbsFeuchte(Z197,100%,$N$17),R197),MIN(AbsFeuchte(Z197,100%,$N$17),X197))","v":{"$error":"#VALUE!"}},{"$error":"#VALUE!"},9,0,9.0540000000000003,9,{"$error":"#VALUE!"},{"$error":"#VALUE!"},{"$error":"#VALUE!"},{"$error":"#VALUE!"},9,{"$error":"#VALUE!"},{"$error":"#VALUE!"},{"$error":"#VALUE!"},{"$error":"#VALUE!"},{"$error":"#VALUE!"},{"$error":"#VALUE!"},{"$error":"#VALUE!"},{"$error":"#VALUE!"},{"$error":"#VALUE!"},{"$error":"#VALUE!"},{"$error":"#VALUE!"},{"$error":"#VALUE!"},1,0,1,0,{"$f":"IF($F$34=$D$34,IF(AW197=1,Fall1Tzul(AX197,AY197,BJ197,Q197),0),IF(AW197=1,Fall1Tzul(AX197,AY197,BJ197,W197),0))","v":{"$error":"#VALUE!"}},{"$f":"IF($F$34=$D$34,IF(AW197=1,Fall1xzul(AX197,AY197,BL197,R197),0),IF(AW197=1,Fall1xzul(AX197,AY197,BL197,X197),0))","v":{"$error":"#VALUE!"}},{"$f":"IF($F$34=$D$34,IF(AW197=2,Fall2Tzul(AX197, AZ197, BJ197,Q197, Z197),0),IF(AW197=2,Fall2Tzul(AX197, AZ197, BJ197,W197, Z197),0))","v":{"$error":"#VALUE!"}},{"$f":"IF($F$34=$D$34,IF(AW197=2,Fall2xzul(AX197,AZ197,BL197,R197,AA197),0),IF(AW197=2,Fall2xzul(AX197,AZ197,BL197,X197,AA197),0))","v":{"$error":"#VALUE!"}},{"$error":"#VALUE!"},{"$error":"#VALUE!"},{"$error":"#VALUE!"},{"$error":"#VALUE!"},22,{"$error":"#VALUE!"},{"$f":"AbsFeuchte(BJ197,BK197,$N$17)","v":{"$error":"#VALUE!"}},{"$error":"#VALUE!"},{"$error":"#VALUE!"},{"$error":"#VALUE!"},{"$error":"#VALUE!"},{"$error":"#VALUE!"},24,{"$error":"#VALUE!"},{"$f":"AbsFeuchte(BR197,BS197,$N$17)","v":{"$error":"#VALUE!"}},{"$f":"IF($J$19=0,IF(E$11=$S$8,BR197+$N$16,BR197),IF(E$11=$S$8,BR197+$N$16+#REF!,BR197+$J$19))","v":24},{"$error":"#VALUE!"},{"$error":"#VALUE!"},{"$error":"#VALUE!"},{"$error":"#VALUE!"},{"$error":"#VALUE!"},0,0,{"$error":"#VALUE!"},{"$error":"#N/A"},{"$error":"#DIV/0!"},{"$error":"#DIV/0!"},{"$error":"#DIV/0!"},{"$error":"#VALUE!"},{"$error":"#VALUE!"},{"$error":"#DIV/0!"},{"$error":"#DIV/0!"},{"$error":"#VALUE!"},0,{"$error":"#VALUE!"},{"$error":"#VALUE!"},{"$error":"#N/A"},{"$error":"#N/A"},{"$error":"#N/A"},{"$error":"#N/A"},{"$error":"#N/A"},{"$error":"#N/A"},{"$error":"#N/A"},{"$error":"#DIV/0!"},{"$error":"#VALUE!"},22,{"$error":"#VALUE!"},-15]
[-14,{"$f":"Klimadaten!O16/168*L$74","v":{"$error":"#N/A"}},{"$f":"Klimadaten!Q16","v":{"$error":"#VALUE!"}},{"$f":"Klimadaten!N16","v":{"$error":"#N/A"}},{"$error":"#VALUE!"},0,null,36,-14,-14,0,-14,{"$error":"#VALUE!"},{"$f":"(EnthalpieA(L198,M198,#REF!)*$F$33)+((1-$F$33)*EnthalpieA(BU198,BW198,#REF!))","v":{"$error":"#VALUE!"}},{"$f":"(EnthalpieA(L198,M198,#REF!)*$F$32)+((1-$F$32)*EnthalpieA(BU198,BW198,#REF!))","v":{"$error":"#VALUE!"}},{"$f":"1-IF(EnthalpieA(L198,M198,#REF!)=S198,$F$33,(S198-EnthalpieA(BU198,BW198,#REF!))/((EnthalpieA(L198,M198,#REF!)-EnthalpieA(BU198,BW198,#REF!))))","v":{"$error":"#VALUE!"}},{"$error":"#VALUE!"},{"$error":"#VALUE!"},{"$error":"#VALUE!"},-14,-14,0,-14,{"$error":"#VALUE!"},{"$error":"#VALUE!"},9,{"$f":"IF($F$34=$D$34,MIN(AbsFeuchte(Z198,100%,$N$17),R198),MIN(AbsFeuchte(Z198,100%,$N$17),X198))","v":{"$error":"#VALUE!"}},{"$error":"#VALUE!"},9,0,9.0540000000000003,9,{"$error":"#VALUE!"},{"$error":"#VALUE!"},{"$error":"#VALUE!"},{"$error":"#VALUE!"},9,{"$error":"#VALUE!"},{"$error":"#VALUE!"},{"$error":"#VALUE!"},{"$error":"#VALUE!"},{"$error":"#VALUE!"},{"$error":"#VALUE!"},{"$error":"#VALUE!"},{"$error":"#VALUE!"},{"$error":"#VALUE!"},{"$error":"#VALUE!"},{"$error":"#VALUE!"},{"$error":"#VALUE!"},1,0,1,0,{"$f":"IF($F$34=$D$34,IF(AW198=1,Fall1Tzul(AX198,AY198,BJ198,Q198),0),IF(AW198=1,Fall1Tzul(AX198,AY198,BJ198,W198),0))","v":{"$error":"#VALUE!"}},{"$f":"IF($F$34=$D$34,IF(AW198=1,Fall1xzul(AX198,AY198,BL198,R198),0),IF(AW198=1,Fall1xzul(AX198,AY198,BL198,X198),0))","v":{"$error":"#VALUE!"}},{"$f":"IF($F$34=$D$34,IF(AW198=2,Fall2Tzul(AX198, AZ198, BJ198,Q198, Z198),0),IF(AW198=2,Fall2Tzul(AX198, AZ198, BJ198,W198, Z198),0))","v":{"$error":"#VALUE!"}},{"$f":"IF($F$34=$D$34,IF(AW198=2,Fall2xzul(AX198,AZ198,BL198,R198,AA198),0),IF(AW198=2,Fall2xzul(AX198,AZ198,BL198,X198,AA198),0))","v":{"$error":"#VALUE!"}},{"$error":"#VALUE!"},{"$error":"#VALUE!"},{"$error":"#VALUE!"},{"$error":"#VALUE!"},22,{"$error":"#VALUE!"},{"$f":"AbsFeuchte(BJ198,BK198,$N$17)","v":{"$error":"#VALUE!"}},{"$error":"#VALUE!"},{"$error":"#VALUE!"},{"$error":"#VALUE!"},{"$error":"#VALUE!"},{"$error":"#VALUE!"},24,{"$error":"#VALUE!"},{"$f":"AbsFeuchte(BR198,BS198,$N$17)","v":{"$error":"#VALUE!"}},{"$f":"IF($J$19=0,IF(E$11=$S$8,BR198+$N$16,BR198),IF(E$11=$S$8,BR198+$N$16+#REF!,BR198+$J$19))","v":24},{"$error":"#VALUE!"},{"$error":"#VALUE!"},{"$error":"#VALUE!"},{"$error":"#VALUE!"},{"$error":"#VALUE!"},0,0,{"$error":"#VALUE!"},{"$error":"#N/A"},{"$error":"#DIV/0!"},{"$error":"#DIV/0!"},{"$error":"#DIV/0!"},{"$error":"#VALUE!"},{"$error":"#VALUE!"},{"$error":"#DIV/0!"},{"$error":"#DIV/0!"},{"$error":"#VALUE!"},0,{"$error":"#VALUE!"},{"$error":"#VALUE!"},{"$error":"#N/A"},{"$error":"#N/A"},{"$error":"#N/A"},{"$error":"#N/A"},{"$error":"#N/A"},{"$error":"#N/A"},{"$error":"#N/A"},{"$error":"#DIV/0!"},{"$error":"#VALUE!"},22,{"$error":"#VALUE!"},-14]
[-13,{"$f":"Klimadaten!O17/168*L$74","v":{"$error":"#N/A"}},{"$f":"Klimadaten!Q17","v":{"$error":"#VALUE!"}},{"$f":"Klimadaten!N17","v":{"$error":"#N/A"}},{"$error":"#VALUE!"},0,null,35,-13,-13,0,-13,{"$error":"#VALUE!"},{"$f":"(EnthalpieA(L199,M199,#REF!)*$F$33)+((1-$F$33)*EnthalpieA(BU199,BW199,#REF!))","v":{"$error":"#VALUE!"}},{"$f":"(EnthalpieA(L199,M199,#REF!)*$F$32)+((1-$F$32)*EnthalpieA(BU199,BW199,#REF!))","v":{"$error":"#VALUE!"}},{"$f":"1-IF(EnthalpieA(L199,M199,#REF!)=S199,$F$33,(S199-EnthalpieA(BU199,BW199,#REF!))/((EnthalpieA(L199,M199,#REF!)-EnthalpieA(BU199,BW199,#REF!))))","v":{"$error":"#VALUE!"}},{"$error":"#VALUE!"},{"$error":"#VALUE!"},{"$error":"#VALUE!"},-13,-13,0,-13,{"$error":"#VALUE!"},{"$error":"#VALUE!"},9,{"$f":"IF($F$34=$D$34,MIN(AbsFeuchte(Z199,100%,$N$17),R199),MIN(AbsFeuchte(Z199,100%,$N$17),X199))","v":{"$error":"#VALUE!"}},{"$error":"#VALUE!"},9,0,9.0540000000000003,9,{"$error":"#VALUE!"},{"$error":"#VALUE!"},{"$error":"#VALUE!"},{"$error":"#VALUE!"},9,{"$error":"#VALUE!"},{"$error":"#VALUE!"},{"$error":"#VALUE!"},{"$error":"#VALUE!"},{"$error":"#VALUE!"},{"$error":"#VALUE!"},{"$error":"#VALUE!"},{"$error":"#VALUE!"},{"$error":"#VALUE!"},{"$error":"#VALUE!"},{"$error":"#VALUE!"},{"$error":"#VALUE!"},1,0,1,0,{"$f":"IF($F$34=$D$34,IF(AW199=1,Fall1Tzul(AX199,AY199,BJ199,Q199),0),IF(AW199=1,Fall1Tzul(AX199,AY199,BJ199,W199),0))","v":{"$error":"#VALUE!"}},{"$f":"IF($F$34=$D$34,IF(AW199=1,Fall1xzul(AX199,AY199,BL199,R199),0),IF(AW199=1,Fall1xzul(AX199,AY199,BL199,X199),0))","v":{"$error":"#VALUE!"}},{"$f":"IF($F$34=$D$34,IF(AW199=2,Fall2Tzul(AX199, AZ199, BJ199,Q199, Z199),0),IF(AW199=2,Fall2Tzul(AX199, AZ199, BJ199,W199, Z199),0))","v":{"$error":"#VALUE!"}},{"$f":"IF($F$34=$D$34,IF(AW199=2,Fall2xzul(AX199,AZ199,BL199,R199,AA199),0),IF(AW199=2,Fall2xzul(AX199,AZ199,BL199,X199,AA199),0))","v":{"$error":"#VALUE!"}},{"$error":"#VALUE!"},{"$error":"#VALUE!"},{"$error":"#VALUE!"},{"$error":"#VALUE!"},22,{"$error":"#VALUE!"},{"$f":"AbsFeuchte(BJ199,BK199,$N$17)","v":{"$error":"#VALUE!"}},{"$error":"#VALUE!"},{"$error":"#VALUE!"},{"$error":"#VALUE!"},{"$error":"#VALUE!"},{"$error":"#VALUE!"},24,{"$error":"#VALUE!"},{"$f":"AbsFeuchte(BR199,BS199,$N$17)","v":{"$error":"#VALUE!"}},{"$f":"IF($J$19=0,IF(E$11=$S$8,BR199+$N$16,BR199),IF(E$11=$S$8,BR199+$N$16+#REF!,BR199+$J$19))","v":24},{"$error":"#VALUE!"},{"$error":"#VALUE!"},{"$error":"#VALUE!"},{"$error":"#VALUE!"},{"$error":"#VALUE!"},0,0,{"$error":"#VALUE!"},{"$error":"#N/A"},{"$error":"#DIV/0!"},{"$error":"#DIV/0!"},{"$error":"#DIV/0!"},{"$error":"#VALUE!"},{"$error":"#VALUE!"},{"$error":"#DIV/0!"},{"$error":"#DIV/0!"},{"$error":"#VALUE!"},0,{"$error":"#VALUE!"},{"$error":"#VALUE!"},{"$error":"#N/A"},{"$error":"#N/A"},{"$error":"#N/A"},{"$error":"#N/A"},{"$error":"#N/A"},{"$error":"#N/A"},{"$error":"#N/A"},{"$error":"#DIV/0!"},{"$error":"#VALUE!"},22,{"$error":"#VALUE!"},-13]
[-12,{"$f":"Klimadaten!O18/168*L$74","v":{"$error":"#N/A"}},{"$f":"Klimadaten!Q18","v":{"$error":"#VALUE!"}},{"$f":"Klimadaten!N18","v":{"$error":"#N/A"}},{"$error":"#VALUE!"},0,null,34,-12,-12,0,-12,{"$error":"#VALUE!"},{"$f":"(EnthalpieA(L200,M200,E249)*$F$33)+((1-$F$33)*EnthalpieA(BU200,BW200,E249))","v":{"$error":"#VALUE!"}},{"$f":"(EnthalpieA(L200,M200,E249)*$F$32)+((1-$F$32)*EnthalpieA(BU200,BW200,E249))","v":{"$error":"#VALUE!"}},{"$f":"1-IF(EnthalpieA(L200,M200,E249)=S200,$F$33,(S200-EnthalpieA(BU200,BW200,E249))/((EnthalpieA(L200,M200,E249)-EnthalpieA(BU200,BW200,E249))))","v":{"$error":"#VALUE!"}},{"$error":"#VALUE!"},{"$error":"#VALUE!"},{"$error":"#VALUE!"},-12,-12,0,-12,{"$error":"#VALUE!"},{"$error":"#VALUE!"},9,{"$f":"IF($F$34=$D$34,MIN(AbsFeuchte(Z200,100%,$N$17),R200),MIN(AbsFeuchte(Z200,100%,$N$17),X200))","v":{"$error":"#VALUE!"}},{"$error":"#VALUE!"},9,0,9.0540000000000003,9,{"$error":"#VALUE!"},{"$error":"#VALUE!"},{"$error":"#VALUE!"},{"$error":"#VALUE!"},9,{"$error":"#VALUE!"},{"$error":"#VALUE!"},{"$error":"#VALUE!"},{"$error":"#VALUE!"},{"$error":"#VALUE!"},{"$error":"#VALUE!"},{"$error":"#VALUE!"},{"$error":"#VALUE!"},{"$error":"#VALUE!"},{"$error":"#VALUE!"},{"$error":"#VALUE!"},{"$error":"#VALUE!"},1,0,1,0,{"$f":"IF($F$34=$D$34,IF(AW200=1,Fall1Tzul(AX200,AY200,BJ200,Q200),0),IF(AW200=1,Fall1Tzul(AX200,AY200,BJ200,W200),0))","v":{"$error":"#VALUE!"}},{"$f":"IF($F$34=$D$34,IF(AW200=1,Fall1xzul(AX200,AY200,BL200,R200),0),IF(AW200=1,Fall1xzul(AX200,AY200,BL200,X200),0))","v":{"$error":"#VALUE!"}},{"$f":"IF($F$34=$D$34,IF(AW200=2,Fall2Tzul(AX200, AZ200, BJ200,Q200, Z200),0),IF(AW200=2,Fall2Tzul(AX200, AZ200, BJ200,W200, Z200),0))","v":{"$error":"#VALUE!"}},{"$f":"IF($F$34=$D$34,IF(AW200=2,Fall2xzul(AX200,AZ200,BL200,R200,AA200),0),IF(AW200=2,Fall2xzul(AX200,AZ200,BL200,X200,AA200),0))","v":{"$error":"#VALUE!"}},{"$error":"#VALUE!"},{"$error":"#VALUE!"},{"$error":"#VALUE!"},{"$error":"#VALUE!"},22,{"$error":"#VALUE!"},{"$f":"AbsFeuchte(BJ200,BK200,$N$17)","v":{"$error":"#VALUE!"}},{"$error":"#VALUE!"},{"$error":"#VALUE!"},{"$error":"#VALUE!"},{"$error":"#VALUE!"},{"$error":"#VALUE!"},24,{"$error":"#VALUE!"},{"$f":"AbsFeuchte(BR200,BS200,$N$17)","v":{"$error":"#VALUE!"}},{"$f":"IF($J$19=0,IF(E$11=$S$8,BR200+$N$16,BR200),IF(E$11=$S$8,BR200+$N$16+#REF!,BR200+$J$19))","v":24},{"$error":"#VALUE!"},{"$error":"#VALUE!"},{"$error":"#VALUE!"},{"$error":"#VALUE!"},{"$error":"#VALUE!"},0,0,{"$error":"#VALUE!"},{"$error":"#N/A"},{"$error":"#DIV/0!"},{"$error":"#DIV/0!"},{"$error":"#DIV/0!"},{"$error":"#VALUE!"},{"$error":"#VALUE!"},{"$error":"#DIV/0!"},{"$error":"#DIV/0!"},{"$error":"#VALUE!"},0,{"$error":"#VALUE!"},{"$error":"#VALUE!"},{"$error":"#N/A"},{"$error":"#N/A"},{"$error":"#N/A"},{"$error":"#N/A"},{"$error":"#N/A"},{"$error":"#N/A"},{"$error":"#N/A"},{"$error":"#DIV/0!"},{"$error":"#VALUE!"},22,{"$error":"#VALUE!"},-12]
[-11,{"$f":"Klimadaten!O19/168*L$74","v":{"$error":"#N/A"}},{"$f":"Klimadaten!Q19","v":{"$error":"#VALUE!"}},{"$f":"Klimadaten!N19","v":{"$error":"#N/A"}},{"$error":"#VALUE!"},0,null,33,-11,-11,0,-11,{"$error":"#VALUE!"},{"$f":"(EnthalpieA(L201,M201,E250)*$F$33)+((1-$F$33)*EnthalpieA(BU201,BW201,E250))","v":{"$error":"#VALUE!"}},{"$f":"(EnthalpieA(L201,M201,E250)*$F$32)+((1-$F$32)*EnthalpieA(BU201,BW201,E250))","v":{"$error":"#VALUE!"}},{"$f":"1-IF(EnthalpieA(L201,M201,E250)=S201,$F$33,(S201-EnthalpieA(BU201,BW201,E250))/((EnthalpieA(L201,M201,E250)-EnthalpieA(BU201,BW201,E250))))","v":{"$error":"#VALUE!"}},{"$error":"#VALUE!"},{"$error":"#VALUE!"},{"$error":"#VALUE!"},-11,-11,0,-11,{"$error":"#VALUE!"},{"$error":"#VALUE!"},9,{"$f":"IF($F$34=$D$34,MIN(AbsFeuchte(Z201,100%,$N$17),R201),MIN(AbsFeuchte(Z201,100%,$N$17),X201))","v":{"$error":"#VALUE!"}},{"$error":"#VALUE!"},9,0,9.0540000000000003,9,{"$error":"#VALUE!"},{"$error":"#VALUE!"},{"$error":"#VALUE!"},{"$error":"#VALUE!"},9,{"$error":"#VALUE!"},{"$error":"#VALUE!"},{"$error":"#VALUE!"},{"$error":"#VALUE!"},{"$error":"#VALUE!"},{"$error":"#VALUE!"},{"$error":"#VALUE!"},{"$error":"#VALUE!"},{"$error":"#VALUE!"},{"$error":"#VALUE!"},{"$error":"#VALUE!"},{"$error":"#VALUE!"},1,0,1,0,{"$f":"IF($F$34=$D$34,IF(AW201=1,Fall1Tzul(AX201,AY201,BJ201,Q201),0),IF(AW201=1,Fall1Tzul(AX201,AY201,BJ201,W201),0))","v":{"$error":"#VALUE!"}},{"$f":"IF($F$34=$D$34,IF(AW201=1,Fall1xzul(AX201,AY201,BL201,R201),0),IF(AW201=1,Fall1xzul(AX201,AY201,BL201,X201),0))","v":{"$error":"#VALUE!"}},{"$f":"IF($F$34=$D$34,IF(AW201=2,Fall2Tzul(AX201, AZ201, BJ201,Q201, Z201),0),IF(AW201=2,Fall2Tzul(AX201, AZ201, BJ201,W201, Z201),0))","v":{"$error":"#VALUE!"}},{"$f":"IF($F$34=$D$34,IF(AW201=2,Fall2xzul(AX201,AZ201,BL201,R201,AA201),0),IF(AW201=2,Fall2xzul(AX201,AZ201,BL201,X201,AA201),0))","v":{"$error":"#VALUE!"}},{"$error":"#VALUE!"},{"$error":"#VALUE!"},{"$error":"#VALUE!"},{"$error":"#VALUE!"},22,{"$error":"#VALUE!"},{"$f":"AbsFeuchte(BJ201,BK201,$N$17)","v":{"$error":"#VALUE!"}},{"$error":"#VALUE!"},{"$error":"#VALUE!"},{"$error":"#VALUE!"},{"$error":"#VALUE!"},{"$error":"#VALUE!"},24,{"$error":"#VALUE!"},{"$f":"AbsFeuchte(BR201,BS201,$N$17)","v":{"$error":"#VALUE!"}},{"$f":"IF($J$19=0,IF(E$11=$S$8,BR201+$N$16,BR201),IF(E$11=$S$8,BR201+$N$16+#REF!,BR201+$J$19))","v":24},{"$error":"#VALUE!"},{"$error":"#VALUE!"},{"$error":"#VALUE!"},{"$error":"#VALUE!"},{"$error":"#VALUE!"},0,0,{"$error":"#VALUE!"},{"$error":"#N/A"},{"$error":"#DIV/0!"},{"$error":"#DIV/0!"},{"$error":"#DIV/0!"},{"$error":"#VALUE!"},{"$error":"#VALUE!"},{"$error":"#DIV/0!"},{"$error":"#DIV/0!"},{"$error":"#VALUE!"},0,{"$error":"#VALUE!"},{"$error":"#VALUE!"},{"$error":"#N/A"},{"$error":"#N/A"},{"$error":"#N/A"},{"$error":"#N/A"},{"$error":"#N/A"},{"$error":"#N/A"},{"$error":"#N/A"},{"$error":"#DIV/0!"},{"$error":"#VALUE!"},22,{"$error":"#VALUE!"},-11]
[-10,{"$f":"Klimadaten!O20/168*L$74","v":{"$error":"#N/A"}},{"$f":"Klimadaten!Q20","v":{"$error":"#VALUE!"}},{"$f":"Klimadaten!N20","v":{"$error":"#N/A"}},{"$error":"#VALUE!"},0,null,32,-10,-10,0,-10,{"$error":"#VALUE!"},{"$f":"(EnthalpieA(L202,M202,E251)*$F$33)+((1-$F$33)*EnthalpieA(BU202,BW202,E251))","v":{"$error":"#VALUE!"}},{"$f":"(EnthalpieA(L202,M202,E251)*$F$32)+((1-$F$32)*EnthalpieA(BU202,BW202,E251))","v":{"$error":"#VALUE!"}},{"$f":"1-IF(EnthalpieA(L202,M202,E251)=S202,$F$33,(S202-EnthalpieA(BU202,BW202,E251))/((EnthalpieA(L202,M202,E251)-EnthalpieA(BU202,BW202,E251))))","v":{"$error":"#VALUE!"}},{"$error":"#VALUE!"},{"$error":"#VALUE!"},{"$error":"#VALUE!"},-10,-10,0,-10,{"$error":"#VALUE!"},{"$error":"#VALUE!"},9,{"$f":"IF($F$34=$D$34,MIN(AbsFeuchte(Z202,100%,$N$17),R202),MIN(AbsFeuchte(Z202,100%,$N$17),X202))","v":{"$error":"#VALUE!"}},{"$error":"#VALUE!"},9,0,9.0540000000000003,9,{"$error":"#VALUE!"},{"$error":"#VALUE!"},{"$error":"#VALUE!"},{"$error":"#VALUE!"},9,{"$error":"#VALUE!"},{"$error":"#VALUE!"},{"$error":"#VALUE!"},{"$error":"#VALUE!"},{"$error":"#VALUE!"},{"$error":"#VALUE!"},{"$error":"#VALUE!"},{"$error":"#VALUE!"},{"$error":"#VALUE!"},{"$error":"#VALUE!"},{"$error":"#VALUE!"},{"$error":"#VALUE!"},1,0,1,0,{"$f":"IF($F$34=$D$34,IF(AW202=1,Fall1Tzul(AX202,AY202,BJ202,Q202),0),IF(AW202=1,Fall1Tzul(AX202,AY202,BJ202,W202),0))","v":{"$error":"#VALUE!"}},{"$f":"IF($F$34=$D$34,IF(AW202=1,Fall1xzul(AX202,AY202,BL202,R202),0),IF(AW202=1,Fall1xzul(AX202,AY202,BL202,X202),0))","v":{"$error":"#VALUE!"}},{"$f":"IF($F$34=$D$34,IF(AW202=2,Fall2Tzul(AX202, AZ202, BJ202,Q202, Z202),0),IF(AW202=2,Fall2Tzul(AX202, AZ202, BJ202,W202, Z202),0))","v":{"$error":"#VALUE!"}},{"$f":"IF($F$34=$D$34,IF(AW202=2,Fall2xzul(AX202,AZ202,BL202,R202,AA202),0),IF(AW202=2,Fall2xzul(AX202,AZ202,BL202,X202,AA202),0))","v":{"$error":"#VALUE!"}},{"$error":"#VALUE!"},{"$error":"#VALUE!"},{"$error":"#VALUE!"},{"$error":"#VALUE!"},22,{"$error":"#VALUE!"},{"$f":"AbsFeuchte(BJ202,BK202,$N$17)","v":{"$error":"#VALUE!"}},{"$error":"#VALUE!"},{"$error":"#VALUE!"},{"$error":"#VALUE!"},{"$error":"#VALUE!"},{"$error":"#VALUE!"},24,{"$error":"#VALUE!"},{"$f":"AbsFeuchte(BR202,BS202,$N$17)","v":{"$error":"#VALUE!"}},{"$f":"IF($J$19=0,IF(E$11=$S$8,BR202+$N$16,BR202),IF(E$11=$S$8,BR202+$N$16+#REF!,BR202+$J$19))","v":24},{"$error":"#VALUE!"},{"$error":"#VALUE!"},{"$error":"#VALUE!"},{"$error":"#VALUE!"},{"$error":"#VALUE!"},0,0,{"$error":"#VALUE!"},{"$error":"#N/A"},{"$error":"#DIV/0!"},{"$error":"#DIV/0!"},{"$error":"#DIV/0!"},{"$error":"#VALUE!"},{"$error":"#VALUE!"},{"$error":"#DIV/0!"},{"$error":"#DIV/0!"},{"$error":"#VALUE!"},0,{"$error":"#VALUE!"},{"$error":"#VALUE!"},{"$error":"#N/A"},{"$error":"#N/A"},{"$error":"#N/A"},{"$error":"#N/A"},{"$error":"#N/A"},{"$error":"#N/A"},{"$error":"#N/A"},{"$error":"#DIV/0!"},{"$error":"#VALUE!"},22,{"$error":"#VALUE!"},-10]
[-9,{"$f":"Klimadaten!O21/168*L$74","v":{"$error":"#N/A"}},{"$f":"Klimadaten!Q21","v":{"$error":"#VALUE!"}},{"$f":"Klimadaten!N21","v":{"$error":"#N/A"}},{"$error":"#VALUE!"},0,null,31,-9,-9,0,-9,{"$error":"#VALUE!"},{"$f":"(EnthalpieA(L203,M203,E252)*$F$33)+((1-$F$33)*EnthalpieA(BU203,BW203,E252))","v":{"$error":"#VALUE!"}},{"$f":"(EnthalpieA(L203,M203,E252)*$F$32)+((1-$F$32)*EnthalpieA(BU203,BW203,E252))","v":{"$error":"#VALUE!"}},{"$f":"1-IF(EnthalpieA(L203,M203,E252)=S203,$F$33,(S203-EnthalpieA(BU203,BW203,E252))/((EnthalpieA(L203,M203,E252)-EnthalpieA(BU203,BW203,E252))))","v":{"$error":"#VALUE!"}},{"$error":"#VALUE!"},{"$error":"#VALUE!"},{"$error":"#VALUE!"},-9,-9,0,-9,{"$error":"#VALUE!"},{"$error":"#VALUE!"},9,{"$f":"IF($F$34=$D$34,MIN(AbsFeuchte(Z203,100%,$N$17),R203),MIN(AbsFeuchte(Z203,100%,$N$17),X203))","v":{"$error":"#VALUE!"}},{"$error":"#VALUE!"},9,0,9.0540000000000003,9,{"$error":"#VALUE!"},{"$error":"#VALUE!"},{"$error":"#VALUE!"},{"$error":"#VALUE!"},9,{"$error":"#VALUE!"},{"$error":"#VALUE!"},{"$error":"#VALUE!"},{"$error":"#VALUE!"},{"$error":"#VALUE!"},{"$error":"#VALUE!"},{"$error":"#VALUE!"},{"$error":"#VALUE!"},{"$error":"#VALUE!"},{"$error":"#VALUE!"},{"$error":"#VALUE!"},{"$error":"#VALUE!"},1,0,1,0,{"$f":"IF($F$34=$D$34,IF(AW203=1,Fall1Tzul(AX203,AY203,BJ203,Q203),0),IF(AW203=1,Fall1Tzul(AX203,AY203,BJ203,W203),0))","v":{"$error":"#VALUE!"}},{"$f":"IF($F$34=$D$34,IF(AW203=1,Fall1xzul(AX203,AY203,BL203,R203),0),IF(AW203=1,Fall1xzul(AX203,AY203,BL203,X203),0))","v":{"$error":"#VALUE!"}},{"$f":"IF($F$34=$D$34,IF(AW203=2,Fall2Tzul(AX203, AZ203, BJ203,Q203, Z203),0),IF(AW203=2,Fall2Tzul(AX203, AZ203, BJ203,W203, Z203),0))","v":{"$error":"#VALUE!"}},{"$f":"IF($F$34=$D$34,IF(AW203=2,Fall2xzul(AX203,AZ203,BL203,R203,AA203),0),IF(AW203=2,Fall2xzul(AX203,AZ203,BL203,X203,AA203),0))","v":{"$error":"#VALUE!"}},{"$error":"#VALUE!"},{"$error":"#VALUE!"},{"$error":"#VALUE!"},{"$error":"#VALUE!"},22,{"$error":"#VALUE!"},{"$f":"AbsFeuchte(BJ203,BK203,$N$17)","v":{"$error":"#VALUE!"}},{"$error":"#VALUE!"},{"$error":"#VALUE!"},{"$error":"#VALUE!"},{"$error":"#VALUE!"},{"$error":"#VALUE!"},24,{"$error":"#VALUE!"},{"$f":"AbsFeuchte(BR203,BS203,$N$17)","v":{"$error":"#VALUE!"}},{"$f":"IF($J$19=0,IF(E$11=$S$8,BR203+$N$16,BR203),IF(E$11=$S$8,BR203+$N$16+#REF!,BR203+$J$19))","v":24},{"$error":"#VALUE!"},{"$error":"#VALUE!"},{"$error":"#VALUE!"},{"$error":"#VALUE!"},{"$error":"#VALUE!"},0,0,{"$error":"#VALUE!"},{"$error":"#N/A"},{"$error":"#DIV/0!"},{"$error":"#DIV/0!"},{"$error":"#DIV/0!"},{"$error":"#VALUE!"},{"$error":"#VALUE!"},{"$error":"#DIV/0!"},{"$error":"#DIV/0!"},{"$error":"#VALUE!"},0,{"$error":"#VALUE!"},{"$error":"#VALUE!"},{"$error":"#N/A"},{"$error":"#N/A"},{"$error":"#N/A"},{"$error":"#N/A"},{"$error":"#N/A"},{"$error":"#N/A"},{"$error":"#N/A"},{"$error":"#DIV/0!"},{"$error":"#VALUE!"},22,{"$error":"#VALUE!"},-9]
[-8,{"$f":"Klimadaten!O22/168*L$74","v":{"$error":"#N/A"}},{"$f":"Klimadaten!Q22","v":{"$error":"#VALUE!"}},{"$f":"Klimadaten!N22","v":{"$error":"#N/A"}},{"$error":"#VALUE!"},0,null,30,-8,-8,0,-8,{"$error":"#VALUE!"},{"$f":"(EnthalpieA(L204,M204,E253)*$F$33)+((1-$F$33)*EnthalpieA(BU204,BW204,E253))","v":{"$error":"#VALUE!"}},{"$f":"(EnthalpieA(L204,M204,E253)*$F$32)+((1-$F$32)*EnthalpieA(BU204,BW204,E253))","v":{"$error":"#VALUE!"}},{"$f":"1-IF(EnthalpieA(L204,M204,E253)=S204,$F$33,(S204-EnthalpieA(BU204,BW204,E253))/((EnthalpieA(L204,M204,E253)-EnthalpieA(BU204,BW204,E253))))","v":{"$error":"#VALUE!"}},{"$error":"#VALUE!"},{"$error":"#VALUE!"},{"$error":"#VALUE!"},-8,-8,0,-8,{"$error":"#VALUE!"},{"$error":"#VALUE!"},9,{"$f":"IF($F$34=$D$34,MIN(AbsFeuchte(Z204,100%,$N$17),R204),MIN(AbsFeuchte(Z204,100%,$N$17),X204))","v":{"$error":"#VALUE!"}},{"$error":"#VALUE!"},9,0,9.0540000000000003,9,{"$error":"#VALUE!"},{"$error":"#VALUE!"},{"$error":"#VALUE!"},{"$error":"#VALUE!"},9,{"$error":"#VALUE!"},{"$error":"#VALUE!"},{"$error":"#VALUE!"},{"$error":"#VALUE!"},{"$error":"#VALUE!"},{"$error":"#VALUE!"},{"$error":"#VALUE!"},{"$error":"#VALUE!"},{"$error":"#VALUE!"},{"$error":"#VALUE!"},{"$error":"#VALUE!"},{"$error":"#VALUE!"},1,0,1,0,{"$f":"IF($F$34=$D$34,IF(AW204=1,Fall1Tzul(AX204,AY204,BJ204,Q204),0),IF(AW204=1,Fall1Tzul(AX204,AY204,BJ204,W204),0))","v":{"$error":"#VALUE!"}},{"$f":"IF($F$34=$D$34,IF(AW204=1,Fall1xzul(AX204,AY204,BL204,R204),0),IF(AW204=1,Fall1xzul(AX204,AY204,BL204,X204),0))","v":{"$error":"#VALUE!"}},{"$f":"IF($F$34=$D$34,IF(AW204=2,Fall2Tzul(AX204, AZ204, BJ204,Q204, Z204),0),IF(AW204=2,Fall2Tzul(AX204, AZ204, BJ204,W204, Z204),0))","v":{"$error":"#VALUE!"}},{"$f":"IF($F$34=$D$34,IF(AW204=2,Fall2xzul(AX204,AZ204,BL204,R204,AA204),0),IF(AW204=2,Fall2xzul(AX204,AZ204,BL204,X204,AA204),0))","v":{"$error":"#VALUE!"}},{"$error":"#VALUE!"},{"$error":"#VALUE!"},{"$error":"#VALUE!"},{"$error":"#VALUE!"},22,{"$error":"#VALUE!"},{"$f":"AbsFeuchte(BJ204,BK204,$N$17)","v":{"$error":"#VALUE!"}},{"$error":"#VALUE!"},{"$error":"#VALUE!"},{"$error":"#VALUE!"},{"$error":"#VALUE!"},{"$error":"#VALUE!"},24,{"$error":"#VALUE!"},{"$f":"AbsFeuchte(BR204,BS204,$N$17)","v":{"$error":"#VALUE!"}},{"$f":"IF($J$19=0,IF(E$11=$S$8,BR204+$N$16,BR204),IF(E$11=$S$8,BR204+$N$16+#REF!,BR204+$J$19))","v":24},{"$error":"#VALUE!"},{"$error":"#VALUE!"},{"$error":"#VALUE!"},{"$error":"#VALUE!"},{"$error":"#VALUE!"},0,0,{"$error":"#VALUE!"},{"$error":"#N/A"},{"$error":"#DIV/0!"},{"$error":"#DIV/0!"},{"$error":"#DIV/0!"},{"$error":"#VALUE!"},{"$error":"#VALUE!"},{"$error":"#DIV/0!"},{"$error":"#DIV/0!"},{"$error":"#VALUE!"},0,{"$error":"#VALUE!"},{"$error":"#VALUE!"},{"$error":"#N/A"},{"$error":"#N/A"},{"$error":"#N/A"},{"$error":"#N/A"},{"$error":"#N/A"},{"$error":"#N/A"},{"$error":"#N/A"},{"$error":"#DIV/0!"},{"$error":"#VALUE!"},22,{"$error":"#VALUE!"},-8]
[-7,{"$f":"Klimadaten!O23/168*L$74","v":{"$error":"#N/A"}},{"$f":"Klimadaten!Q23","v":{"$error":"#VALUE!"}},{"$f":"Klimadaten!N23","v":{"$error":"#N/A"}},{"$error":"#VALUE!"},0,null,29,-7,-7,0,-7,{"$error":"#VALUE!"},{"$f":"(EnthalpieA(L205,M205,#REF!)*$F$33)+((1-$F$33)*EnthalpieA(BU205,BW205,#REF!))","v":{"$error":"#VALUE!"}},{"$f":"(EnthalpieA(L205,M205,#REF!)*$F$32)+((1-$F$32)*EnthalpieA(BU205,BW205,#REF!))","v":{"$error":"#VALUE!"}},{"$f":"1-IF(EnthalpieA(L205,M205,#REF!)=S205,$F$33,(S205-EnthalpieA(BU205,BW205,#REF!))/((EnthalpieA(L205,M205,#REF!)-EnthalpieA(BU205,BW205,#REF!))))","v":{"$error":"#VALUE!"}},{"$error":"#VALUE!"},{"$error":"#VALUE!"},{"$error":"#VALUE!"},-7,-7,0,-7,{"$error":"#VALUE!"},{"$error":"#VALUE!"},9,{"$f":"IF($F$34=$D$34,MIN(AbsFeuchte(Z205,100%,$N$17),R205),MIN(AbsFeuchte(Z205,100%,$N$17),X205))","v":{"$error":"#VALUE!"}},{"$error":"#VALUE!"},9,0,9.0540000000000003,9,{"$error":"#VALUE!"},{"$error":"#VALUE!"},{"$error":"#VALUE!"},{"$error":"#VALUE!"},9,{"$error":"#VALUE!"},{"$error":"#VALUE!"},{"$error":"#VALUE!"},{"$error":"#VALUE!"},{"$error":"#VALUE!"},{"$error":"#VALUE!"},{"$error":"#VALUE!"},{"$error":"#VALUE!"},{"$error":"#VALUE!"},{"$error":"#VALUE!"},{"$error":"#VALUE!"},{"$error":"#VALUE!"},1,0,1,0,{"$f":"IF($F$34=$D$34,IF(AW205=1,Fall1Tzul(AX205,AY205,BJ205,Q205),0),IF(AW205=1,Fall1Tzul(AX205,AY205,BJ205,W205),0))","v":{"$error":"#VALUE!"}},{"$f":"IF($F$34=$D$34,IF(AW205=1,Fall1xzul(AX205,AY205,BL205,R205),0),IF(AW205=1,Fall1xzul(AX205,AY205,BL205,X205),0))","v":{"$error":"#VALUE!"}},{"$f":"IF($F$34=$D$34,IF(AW205=2,Fall2Tzul(AX205, AZ205, BJ205,Q205, Z205),0),IF(AW205=2,Fall2Tzul(AX205, AZ205, BJ205,W205, Z205),0))","v":{"$error":"#VALUE!"}},{"$f":"IF($F$34=$D$34,IF(AW205=2,Fall2xzul(AX205,AZ205,BL205,R205,AA205),0),IF(AW205=2,Fall2xzul(AX205,AZ205,BL205,X205,AA205),0))","v":{"$error":"#VALUE!"}},{"$error":"#VALUE!"},{"$error":"#VALUE!"},{"$error":"#VALUE!"},{"$error":"#VALUE!"},22,{"$error":"#VALUE!"},{"$f":"AbsFeuchte(BJ205,BK205,$N$17)","v":{"$error":"#VALUE!"}},{"$error":"#VALUE!"},{"$error":"#VALUE!"},{"$error":"#VALUE!"},{"$error":"#VALUE!"},{"$error":"#VALUE!"},24,{"$error":"#VALUE!"},{"$f":"AbsFeuchte(BR205,BS205,$N$17)","v":{"$error":"#VALUE!"}},{"$f":"IF($J$19=0,IF(E$11=$S$8,BR205+$N$16,BR205),IF(E$11=$S$8,BR205+$N$16+#REF!,BR205+$J$19))","v":24},{"$error":"#VALUE!"},{"$error":"#VALUE!"},{"$error":"#VALUE!"},{"$error":"#VALUE!"},{"$error":"#VALUE!"},0,0,{"$error":"#VALUE!"},{"$error":"#N/A"},{"$error":"#DIV/0!"},{"$error":"#DIV/0!"},{"$error":"#DIV/0!"},{"$error":"#VALUE!"},{"$error":"#VALUE!"},{"$error":"#DIV/0!"},{"$error":"#DIV/0!"},{"$error":"#VALUE!"},0,{"$error":"#VALUE!"},{"$error":"#VALUE!"},{"$error":"#N/A"},{"$error":"#N/A"},{"$error":"#N/A"},{"$error":"#N/A"},{"$error":"#N/A"},{"$error":"#N/A"},{"$error":"#N/A"},{"$error":"#DIV/0!"},{"$error":"#VALUE!"},{"$f":"IF(I205=0,CY206,BJ205)","v":22},{"$error":"#VALUE!"},-7]
[-6,{"$f":"Klimadaten!O24/168*L$74","v":{"$error":"#N/A"}},{"$f":"Klimadaten!Q24","v":{"$error":"#VALUE!"}},{"$f":"Klimadaten!N24","v":{"$error":"#N/A"}},{"$error":"#VALUE!"},0,null,28,-6,-6,0,-6,{"$error":"#VALUE!"},{"$f":"(EnthalpieA(L206,M206,E254)*$F$33)+((1-$F$33)*EnthalpieA(BU206,BW206,E254))","v":{"$error":"#VALUE!"}},{"$f":"(EnthalpieA(L206,M206,E254)*$F$32)+((1-$F$32)*EnthalpieA(BU206,BW206,E254))","v":{"$error":"#VALUE!"}},{"$f":"1-IF(EnthalpieA(L206,M206,E254)=S206,$F$33,(S206-EnthalpieA(BU206,BW206,E254))/((EnthalpieA(L206,M206,E254)-EnthalpieA(BU206,BW206,E254))))","v":{"$error":"#VALUE!"}},{"$error":"#VALUE!"},{"$error":"#VALUE!"},{"$error":"#VALUE!"},-6,-6,0,-6,{"$error":"#VALUE!"},{"$error":"#VALUE!"},9,{"$f":"IF($F$34=$D$34,MIN(AbsFeuchte(Z206,100%,$N$17),R206),MIN(AbsFeuchte(Z206,100%,$N$17),X206))","v":{"$error":"#VALUE!"}},{"$error":"#VALUE!"},9,0,9.0540000000000003,9,{"$error":"#VALUE!"},{"$error":"#VALUE!"},{"$error":"#VALUE!"},{"$error":"#VALUE!"},9,{"$error":"#VALUE!"},{"$error":"#VALUE!"},{"$error":"#VALUE!"},{"$error":"#VALUE!"},{"$error":"#VALUE!"},{"$error":"#VALUE!"},{"$error":"#VALUE!"},{"$error":"#VALUE!"},{"$error":"#VALUE!"},{"$error":"#VALUE!"},{"$error":"#VALUE!"},{"$error":"#VALUE!"},1,0,1,0,{"$f":"IF($F$34=$D$34,IF(AW206=1,Fall1Tzul(AX206,AY206,BJ206,Q206),0),IF(AW206=1,Fall1Tzul(AX206,AY206,BJ206,W206),0))","v":{"$error":"#VALUE!"}},{"$f":"IF($F$34=$D$34,IF(AW206=1,Fall1xzul(AX206,AY206,BL206,R206),0),IF(AW206=1,Fall1xzul(AX206,AY206,BL206,X206),0))","v":{"$error":"#VALUE!"}},{"$f":"IF($F$34=$D$34,IF(AW206=2,Fall2Tzul(AX206, AZ206, BJ206,Q206, Z206),0),IF(AW206=2,Fall2Tzul(AX206, AZ206, BJ206,W206, Z206),0))","v":{"$error":"#VALUE!"}},{"$f":"IF($F$34=$D$34,IF(AW206=2,Fall2xzul(AX206,AZ206,BL206,R206,AA206),0),IF(AW206=2,Fall2xzul(AX206,AZ206,BL206,X206,AA206),0))","v":{"$error":"#VALUE!"}},{"$error":"#VALUE!"},{"$error":"#VALUE!"},{"$error":"#VALUE!"},{"$error":"#VALUE!"},22,{"$error":"#VALUE!"},{"$f":"AbsFeuchte(BJ206,BK206,$N$17)","v":{"$error":"#VALUE!"}},{"$error":"#VALUE!"},{"$error":"#VALUE!"},{"$error":"#VALUE!"},{"$error":"#VALUE!"},{"$error":"#VALUE!"},24,{"$error":"#VALUE!"},{"$f":"AbsFeuchte(BR206,BS206,$N$17)","v":{"$error":"#VALUE!"}},{"$f":"IF($J$19=0,IF(E$11=$S$8,BR206+$N$16,BR206),IF(E$11=$S$8,BR206+$N$16+#REF!,BR206+$J$19))","v":24},{"$error":"#VALUE!"},{"$error":"#VALUE!"},{"$error":"#VALUE!"},{"$error":"#VALUE!"},{"$error":"#VALUE!"},0,0,{"$error":"#VALUE!"},{"$error":"#N/A"},{"$error":"#DIV/0!"},{"$error":"#DIV/0!"},{"$error":"#DIV/0!"},{"$error":"#VALUE!"},{"$error":"#VALUE!"},{"$error":"#DIV/0!"},{"$error":"#DIV/0!"},{"$error":"#VALUE!"},0,{"$error":"#VALUE!"},{"$error":"#VALUE!"},{"$error":"#N/A"},{"$error":"#N/A"},{"$error":"#N/A"},{"$error":"#N/A"},{"$error":"#N/A"},{"$error":"#N/A"},{"$error":"#N/A"},{"$error":"#DIV/0!"},{"$error":"#VALUE!"},{"$f":"IF(I206=0,CY207,BJ206)","v":22},{"$error":"#VALUE!"},-6]
[-5,{"$f":"Klimadaten!O25/168*L$74","v":{"$error":"#N/A"}},{"$f":"Klimadaten!Q25","v":{"$error":"#VALUE!"}},{"$f":"Klimadaten!N25","v":{"$error":"#N/A"}},{"$error":"#VALUE!"},0,null,27,-5,-5,0,-5,{"$error":"#VALUE!"},{"$f":"(EnthalpieA(L207,M207,#REF!)*$F$33)+((1-$F$33)*EnthalpieA(BU207,BW207,#REF!))","v":{"$error":"#VALUE!"}},{"$f":"(EnthalpieA(L207,M207,#REF!)*$F$32)+((1-$F$32)*EnthalpieA(BU207,BW207,#REF!))","v":{"$error":"#VALUE!"}},{"$f":"1-IF(EnthalpieA(L207,M207,#REF!)=S207,$F$33,(S207-EnthalpieA(BU207,BW207,#REF!))/((EnthalpieA(L207,M207,#REF!)-EnthalpieA(BU207,BW207,#REF!))))","v":{"$error":"#VALUE!"}},{"$error":"#VALUE!"},{"$error":"#VALUE!"},{"$error":"#VALUE!"},-5,-5,0,-5,{"$error":"#VALUE!"},{"$error":"#VALUE!"},9,{"$f":"IF($F$34=$D$34,MIN(AbsFeuchte(Z207,100%,$N$17),R207),MIN(AbsFeuchte(Z207,100%,$N$17),X207))","v":{"$error":"#VALUE!"}},{"$error":"#VALUE!"},9,0,9.0540000000000003,9,{"$error":"#VALUE!"},{"$error":"#VALUE!"},{"$error":"#VALUE!"},{"$error":"#VALUE!"},9,{"$error":"#VALUE!"},{"$error":"#VALUE!"},{"$error":"#VALUE!"},{"$error":"#VALUE!"},{"$error":"#VALUE!"},{"$error":"#VALUE!"},{"$error":"#VALUE!"},{"$error":"#VALUE!"},{"$error":"#VALUE!"},{"$error":"#VALUE!"},{"$error":"#VALUE!"},{"$error":"#VALUE!"},1,0,1,0,{"$f":"IF($F$34=$D$34,IF(AW207=1,Fall1Tzul(AX207,AY207,BJ207,Q207),0),IF(AW207=1,Fall1Tzul(AX207,AY207,BJ207,W207),0))","v":{"$error":"#VALUE!"}},{"$f":"IF($F$34=$D$34,IF(AW207=1,Fall1xzul(AX207,AY207,BL207,R207),0),IF(AW207=1,Fall1xzul(AX207,AY207,BL207,X207),0))","v":{"$error":"#VALUE!"}},{"$f":"IF($F$34=$D$34,IF(AW207=2,Fall2Tzul(AX207, AZ207, BJ207,Q207, Z207),0),IF(AW207=2,Fall2Tzul(AX207, AZ207, BJ207,W207, Z207),0))","v":{"$error":"#VALUE!"}},{"$f":"IF($F$34=$D$34,IF(AW207=2,Fall2xzul(AX207,AZ207,BL207,R207,AA207),0),IF(AW207=2,Fall2xzul(AX207,AZ207,BL207,X207,AA207),0))","v":{"$error":"#VALUE!"}},{"$error":"#VALUE!"},{"$error":"#VALUE!"},{"$error":"#VALUE!"},{"$error":"#VALUE!"},22,{"$error":"#VALUE!"},{"$f":"AbsFeuchte(BJ207,BK207,$N$17)","v":{"$error":"#VALUE!"}},{"$error":"#VALUE!"},{"$error":"#VALUE!"},{"$error":"#VALUE!"},{"$error":"#VALUE!"},{"$error":"#VALUE!"},24,{"$error":"#VALUE!"},{"$f":"AbsFeuchte(BR207,BS207,$N$17)","v":{"$error":"#VALUE!"}},{"$f":"IF($J$19=0,IF(E$11=$S$8,BR207+$N$16,BR207),IF(E$11=$S$8,BR207+$N$16+#REF!,BR207+$J$19))","v":24},{"$error":"#VALUE!"},{"$error":"#VALUE!"},{"$error":"#VALUE!"},{"$error":"#VALUE!"},{"$error":"#VALUE!"},0,0,{"$error":"#VALUE!"},{"$error":"#N/A"},{"$error":"#DIV/0!"},{"$error":"#DIV/0!"},{"$error":"#DIV/0!"},{"$error":"#VALUE!"},{"$error":"#VALUE!"},{"$error":"#DIV/0!"},{"$error":"#DIV/0!"},{"$error":"#VALUE!"},0,{"$error":"#VALUE!"},{"$error":"#VALUE!"},{"$error":"#N/A"},{"$error":"#N/A"},{"$error":"#N/A"},{"$error":"#N/A"},{"$error":"#N/A"},{"$error":"#N/A"},{"$error":"#N/A"},{"$error":"#DIV/0!"},{"$error":"#VALUE!"},22,{"$error":"#VALUE!"},-5]
[-4,{"$f":"Klimadaten!O26/168*L$74","v":{"$error":"#N/A"}},{"$f":"Klimadaten!Q26","v":{"$error":"#VALUE!"}},{"$f":"Klimadaten!N26","v":{"$error":"#N/A"}},{"$error":"#VALUE!"},0,null,26,-4,-4,0,-4,{"$error":"#VALUE!"},{"$f":"(EnthalpieA(L208,M208,E255)*$F$33)+((1-$F$33)*EnthalpieA(BU208,BW208,E255))","v":{"$error":"#VALUE!"}},{"$f":"(EnthalpieA(L208,M208,E255)*$F$32)+((1-$F$32)*EnthalpieA(BU208,BW208,E255))","v":{"$error":"#VALUE!"}},{"$f":"1-IF(EnthalpieA(L208,M208,E255)=S208,$F$33,(S208-EnthalpieA(BU208,BW208,E255))/((EnthalpieA(L208,M208,E255)-EnthalpieA(BU208,BW208,E255))))","v":{"$error":"#VALUE!"}},{"$error":"#VALUE!"},{"$error":"#VALUE!"},{"$error":"#VALUE!"},-4,-4,0,-4,{"$error":"#VALUE!"},{"$error":"#VALUE!"},9,{"$f":"IF($F$34=$D$34,MIN(AbsFeuchte(Z208,100%,$N$17),R208),MIN(AbsFeuchte(Z208,100%,$N$17),X208))","v":{"$error":"#VALUE!"}},{"$error":"#VALUE!"},9,0,9.0540000000000003,9,{"$error":"#VALUE!"},{"$error":"#VALUE!"},{"$error":"#VALUE!"},{"$error":"#VALUE!"},9,{"$error":"#VALUE!"},{"$error":"#VALUE!"},{"$error":"#VALUE!"},{"$error":"#VALUE!"},{"$error":"#VALUE!"},{"$error":"#VALUE!"},{"$error":"#VALUE!"},{"$error":"#VALUE!"},{"$error":"#VALUE!"},{"$error":"#VALUE!"},{"$error":"#VALUE!"},{"$error":"#VALUE!"},1,0,1,0,{"$f":"IF($F$34=$D$34,IF(AW208=1,Fall1Tzul(AX208,AY208,BJ208,Q208),0),IF(AW208=1,Fall1Tzul(AX208,AY208,BJ208,W208),0))","v":{"$error":"#VALUE!"}},{"$f":"IF($F$34=$D$34,IF(AW208=1,Fall1xzul(AX208,AY208,BL208,R208),0),IF(AW208=1,Fall1xzul(AX208,AY208,BL208,X208),0))","v":{"$error":"#VALUE!"}},{"$f":"IF($F$34=$D$34,IF(AW208=2,Fall2Tzul(AX208, AZ208, BJ208,Q208, Z208),0),IF(AW208=2,Fall2Tzul(AX208, AZ208, BJ208,W208, Z208),0))","v":{"$error":"#VALUE!"}},{"$f":"IF($F$34=$D$34,IF(AW208=2,Fall2xzul(AX208,AZ208,BL208,R208,AA208),0),IF(AW208=2,Fall2xzul(AX208,AZ208,BL208,X208,AA208),0))","v":{"$error":"#VALUE!"}},{"$error":"#VALUE!"},{"$error":"#VALUE!"},{"$error":"#VALUE!"},{"$error":"#VALUE!"},22,{"$error":"#VALUE!"},{"$f":"AbsFeuchte(BJ208,BK208,$N$17)","v":{"$error":"#VALUE!"}},{"$error":"#VALUE!"},{"$error":"#VALUE!"},{"$error":"#VALUE!"},{"$error":"#VALUE!"},{"$error":"#VALUE!"},24,{"$error":"#VALUE!"},{"$f":"AbsFeuchte(BR208,BS208,$N$17)","v":{"$error":"#VALUE!"}},{"$f":"IF($J$19=0,IF(E$11=$S$8,BR208+$N$16,BR208),IF(E$11=$S$8,BR208+$N$16+#REF!,BR208+$J$19))","v":24},{"$error":"#VALUE!"},{"$error":"#VALUE!"},{"$error":"#VALUE!"},{"$error":"#VALUE!"},{"$error":"#VALUE!"},0,0,{"$error":"#VALUE!"},{"$error":"#N/A"},{"$error":"#DIV/0!"},{"$error":"#DIV/0!"},{"$error":"#DIV/0!"},{"$error":"#VALUE!"},{"$error":"#VALUE!"},{"$error":"#DIV/0!"},{"$error":"#DIV/0!"},{"$error":"#VALUE!"},0,{"$error":"#VALUE!"},{"$error":"#VALUE!"},{"$error":"#N/A"},{"$error":"#N/A"},{"$error":"#N/A"},{"$error":"#N/A"},{"$error":"#N/A"},{"$error":"#N/A"},{"$error":"#N/A"},{"$error":"#DIV/0!"},{"$error":"#VALUE!"},22,{"$error":"#VALUE!"},-4]
[-3,{"$f":"Klimadaten!O27/168*L$74","v":{"$error":"#N/A"}},{"$f":"Klimadaten!Q27","v":{"$error":"#VALUE!"}},{"$f":"Klimadaten!N27","v":{"$error":"#N/A"}},{"$error":"#VALUE!"},0,null,25,-3,-3,0,-3,{"$error":"#VALUE!"},{"$f":"(EnthalpieA(L209,M209,E256)*$F$33)+((1-$F$33)*EnthalpieA(BU209,BW209,E256))","v":{"$error":"#VALUE!"}},{"$f":"(EnthalpieA(L209,M209,E256)*$F$32)+((1-$F$32)*EnthalpieA(BU209,BW209,E256))","v":{"$error":"#VALUE!"}},{"$f":"1-IF(EnthalpieA(L209,M209,E256)=S209,$F$33,(S209-EnthalpieA(BU209,BW209,E256))/((EnthalpieA(L209,M209,E256)-EnthalpieA(BU209,BW209,E256))))","v":{"$error":"#VALUE!"}},{"$error":"#VALUE!"},{"$error":"#VALUE!"},{"$error":"#VALUE!"},-3,-3,0,-3,{"$error":"#VALUE!"},{"$error":"#VALUE!"},9,{"$f":"IF($F$34=$D$34,MIN(AbsFeuchte(Z209,100%,$N$17),R209),MIN(AbsFeuchte(Z209,100%,$N$17),X209))","v":{"$error":"#VALUE!"}},{"$error":"#VALUE!"},9,0,9.0540000000000003,9,{"$error":"#VALUE!"},{"$error":"#VALUE!"},{"$error":"#VALUE!"},{"$error":"#VALUE!"},9,{"$error":"#VALUE!"},{"$error":"#VALUE!"},{"$error":"#VALUE!"},{"$error":"#VALUE!"},{"$error":"#VALUE!"},{"$error":"#VALUE!"},{"$error":"#VALUE!"},{"$error":"#VALUE!"},{"$error":"#VALUE!"},{"$error":"#VALUE!"},{"$error":"#VALUE!"},{"$error":"#VALUE!"},1,0,1,0,{"$f":"IF($F$34=$D$34,IF(AW209=1,Fall1Tzul(AX209,AY209,BJ209,Q209),0),IF(AW209=1,Fall1Tzul(AX209,AY209,BJ209,W209),0))","v":{"$error":"#VALUE!"}},{"$f":"IF($F$34=$D$34,IF(AW209=1,Fall1xzul(AX209,AY209,BL209,R209),0),IF(AW209=1,Fall1xzul(AX209,AY209,BL209,X209),0))","v":{"$error":"#VALUE!"}},{"$f":"IF($F$34=$D$34,IF(AW209=2,Fall2Tzul(AX209, AZ209, BJ209,Q209, Z209),0),IF(AW209=2,Fall2Tzul(AX209, AZ209, BJ209,W209, Z209),0))","v":{"$error":"#VALUE!"}},{"$f":"IF($F$34=$D$34,IF(AW209=2,Fall2xzul(AX209,AZ209,BL209,R209,AA209),0),IF(AW209=2,Fall2xzul(AX209,AZ209,BL209,X209,AA209),0))","v":{"$error":"#VALUE!"}},{"$error":"#VALUE!"},{"$error":"#VALUE!"},{"$error":"#VALUE!"},{"$error":"#VALUE!"},22,{"$error":"#VALUE!"},{"$f":"AbsFeuchte(BJ209,BK209,$N$17)","v":{"$error":"#VALUE!"}},{"$error":"#VALUE!"},{"$error":"#VALUE!"},{"$error":"#VALUE!"},{"$error":"#VALUE!"},{"$error":"#VALUE!"},24,{"$error":"#VALUE!"},{"$f":"AbsFeuchte(BR209,BS209,$N$17)","v":{"$error":"#VALUE!"}},{"$f":"IF($J$19=0,IF(E$11=$S$8,BR209+$N$16,BR209),IF(E$11=$S$8,BR209+$N$16+#REF!,BR209+$J$19))","v":24},{"$error":"#VALUE!"},{"$error":"#VALUE!"},{"$error":"#VALUE!"},{"$error":"#VALUE!"},{"$error":"#VALUE!"},0,0,{"$error":"#VALUE!"},{"$error":"#N/A"},{"$error":"#DIV/0!"},{"$error":"#DIV/0!"},{"$error":"#DIV/0!"},{"$error":"#VALUE!"},{"$error":"#VALUE!"},{"$error":"#DIV/0!"},{"$error":"#DIV/0!"},{"$error":"#VALUE!"},0,{"$error":"#VALUE!"},{"$error":"#VALUE!"},{"$error":"#N/A"},{"$error":"#N/A"},{"$error":"#N/A"},{"$error":"#N/A"},{"$error":"#N/A"},{"$error":"#N/A"},{"$error":"#N/A"},{"$error":"#DIV/0!"},{"$error":"#VALUE!"},22,{"$error":"#VALUE!"},-3]
[-2,{"$f":"Klimadaten!O28/168*L$74","v":{"$error":"#N/A"}},{"$f":"Klimadaten!Q28","v":{"$error":"#VALUE!"}},{"$f":"Klimadaten!N28","v":{"$error":"#N/A"}},{"$error":"#VALUE!"},0,null,24,-2,-2,0,-2,{"$error":"#VALUE!"},{"$f":"(EnthalpieA(L210,M210,#REF!)*$F$33)+((1-$F$33)*EnthalpieA(BU210,BW210,#REF!))","v":{"$error":"#VALUE!"}},{"$f":"(EnthalpieA(L210,M210,#REF!)*$F$32)+((1-$F$32)*EnthalpieA(BU210,BW210,#REF!))","v":{"$error":"#VALUE!"}},{"$f":"1-IF(EnthalpieA(L210,M210,#REF!)=S210,$F$33,(S210-EnthalpieA(BU210,BW210,#REF!))/((EnthalpieA(L210,M210,#REF!)-EnthalpieA(BU210,BW210,#REF!))))","v":{"$error":"#VALUE!"}},{"$error":"#VALUE!"},{"$error":"#VALUE!"},{"$error":"#VALUE!"},-2,-2,0,-2,{"$error":"#VALUE!"},{"$error":"#VALUE!"},9,{"$f":"IF($F$34=$D$34,MIN(AbsFeuchte(Z210,100%,$N$17),R210),MIN(AbsFeuchte(Z210,100%,$N$17),X210))","v":{"$error":"#VALUE!"}},{"$error":"#VALUE!"},9,0,9.0540000000000003,9,{"$error":"#VALUE!"},{"$error":"#VALUE!"},{"$error":"#VALUE!"},{"$error":"#VALUE!"},9,{"$error":"#VALUE!"},{"$error":"#VALUE!"},{"$error":"#VALUE!"},{"$error":"#VALUE!"},{"$error":"#VALUE!"},{"$error":"#VALUE!"},{"$error":"#VALUE!"},{"$error":"#VALUE!"},{"$error":"#VALUE!"},{"$error":"#VALUE!"},{"$error":"#VALUE!"},{"$error":"#VALUE!"},1,0,1,0,{"$f":"IF($F$34=$D$34,IF(AW210=1,Fall1Tzul(AX210,AY210,BJ210,Q210),0),IF(AW210=1,Fall1Tzul(AX210,AY210,BJ210,W210),0))","v":{"$error":"#VALUE!"}},{"$f":"IF($F$34=$D$34,IF(AW210=1,Fall1xzul(AX210,AY210,BL210,R210),0),IF(AW210=1,Fall1xzul(AX210,AY210,BL210,X210),0))","v":{"$error":"#VALUE!"}},{"$f":"IF($F$34=$D$34,IF(AW210=2,Fall2Tzul(AX210, AZ210, BJ210,Q210, Z210),0),IF(AW210=2,Fall2Tzul(AX210, AZ210, BJ210,W210, Z210),0))","v":{"$error":"#VALUE!"}},{"$f":"IF($F$34=$D$34,IF(AW210=2,Fall2xzul(AX210,AZ210,BL210,R210,AA210),0),IF(AW210=2,Fall2xzul(AX210,AZ210,BL210,X210,AA210),0))","v":{"$error":"#VALUE!"}},{"$error":"#VALUE!"},{"$error":"#VALUE!"},{"$error":"#VALUE!"},{"$error":"#VALUE!"},22,{"$error":"#VALUE!"},{"$f":"AbsFeuchte(BJ210,BK210,$N$17)","v":{"$error":"#VALUE!"}},{"$error":"#VALUE!"},{"$error":"#VALUE!"},{"$error":"#VALUE!"},{"$error":"#VALUE!"},{"$error":"#VALUE!"},24,{"$error":"#VALUE!"},{"$f":"AbsFeuchte(BR210,BS210,$N$17)","v":{"$error":"#VALUE!"}},{"$f":"IF($J$19=0,IF(E$11=$S$8,BR210+$N$16,BR210),IF(E$11=$S$8,BR210+$N$16+#REF!,BR210+$J$19))","v":24},{"$error":"#VALUE!"},{"$error":"#VALUE!"},{"$error":"#VALUE!"},{"$error":"#VALUE!"},{"$error":"#VALUE!"},0,0,{"$error":"#VALUE!"},{"$error":"#N/A"},{"$error":"#DIV/0!"},{"$error":"#DIV/0!"},{"$error":"#DIV/0!"},{"$error":"#VALUE!"},{"$error":"#VALUE!"},{"$error":"#DIV/0!"},{"$error":"#DIV/0!"},{"$error":"#VALUE!"},0,{"$error":"#VALUE!"},{"$error":"#VALUE!"},{"$error":"#N/A"},{"$error":"#N/A"},{"$error":"#N/A"},{"$error":"#N/A"},{"$error":"#N/A"},{"$error":"#N/A"},{"$error":"#N/A"},{"$error":"#DIV/0!"},{"$error":"#VALUE!"},22,{"$error":"#VALUE!"},-2]
[-1,{"$f":"Klimadaten!O29/168*L$74","v":{"$error":"#N/A"}},{"$f":"Klimadaten!Q29","v":{"$error":"#VALUE!"}},{"$f":"Klimadaten!N29","v":{"$error":"#N/A"}},{"$error":"#VALUE!"},0,null,23,-1,-1,0,-1,{"$error":"#VALUE!"},{"$f":"(EnthalpieA(L211,M211,E257)*$F$33)+((1-$F$33)*EnthalpieA(BU211,BW211,E257))","v":{"$error":"#VALUE!"}},{"$f":"(EnthalpieA(L211,M211,E257)*$F$32)+((1-$F$32)*EnthalpieA(BU211,BW211,E257))","v":{"$error":"#VALUE!"}},{"$f":"1-IF(EnthalpieA(L211,M211,E257)=S211,$F$33,(S211-EnthalpieA(BU211,BW211,E257))/((EnthalpieA(L211,M211,E257)-EnthalpieA(BU211,BW211,E257))))","v":{"$error":"#VALUE!"}},{"$error":"#VALUE!"},{"$error":"#VALUE!"},{"$error":"#VALUE!"},-1,-1,0,-1,{"$error":"#VALUE!"},{"$error":"#VALUE!"},9,{"$f":"IF($F$34=$D$34,MIN(AbsFeuchte(Z211,100%,$N$17),R211),MIN(AbsFeuchte(Z211,100%,$N$17),X211))","v":{"$error":"#VALUE!"}},{"$error":"#VALUE!"},9,0,9.0540000000000003,9,{"$error":"#VALUE!"},{"$error":"#VALUE!"},{"$error":"#VALUE!"},{"$error":"#VALUE!"},9,{"$error":"#VALUE!"},{"$error":"#VALUE!"},{"$error":"#VALUE!"},{"$error":"#VALUE!"},{"$error":"#VALUE!"},{"$error":"#VALUE!"},{"$error":"#VALUE!"},{"$error":"#VALUE!"},{"$error":"#VALUE!"},{"$error":"#VALUE!"},{"$error":"#VALUE!"},{"$error":"#VALUE!"},1,0,1,0,{"$f":"IF($F$34=$D$34,IF(AW211=1,Fall1Tzul(AX211,AY211,BJ211,Q211),0),IF(AW211=1,Fall1Tzul(AX211,AY211,BJ211,W211),0))","v":{"$error":"#VALUE!"}},{"$f":"IF($F$34=$D$34,IF(AW211=1,Fall1xzul(AX211,AY211,BL211,R211),0),IF(AW211=1,Fall1xzul(AX211,AY211,BL211,X211),0))","v":{"$error":"#VALUE!"}},{"$f":"IF($F$34=$D$34,IF(AW211=2,Fall2Tzul(AX211, AZ211, BJ211,Q211, Z211),0),IF(AW211=2,Fall2Tzul(AX211, AZ211, BJ211,W211, Z211),0))","v":{"$error":"#VALUE!"}},{"$f":"IF($F$34=$D$34,IF(AW211=2,Fall2xzul(AX211,AZ211,BL211,R211,AA211),0),IF(AW211=2,Fall2xzul(AX211,AZ211,BL211,X211,AA211),0))","v":{"$error":"#VALUE!"}},{"$error":"#VALUE!"},{"$error":"#VALUE!"},{"$error":"#VALUE!"},{"$error":"#VALUE!"},22,{"$error":"#VALUE!"},{"$f":"AbsFeuchte(BJ211,BK211,$N$17)","v":{"$error":"#VALUE!"}},{"$error":"#VALUE!"},{"$error":"#VALUE!"},{"$error":"#VALUE!"},{"$error":"#VALUE!"},{"$error":"#VALUE!"},24,{"$error":"#VALUE!"},{"$f":"AbsFeuchte(BR211,BS211,$N$17)","v":{"$error":"#VALUE!"}},{"$f":"IF($J$19=0,IF(E$11=$S$8,BR211+$N$16,BR211),IF(E$11=$S$8,BR211+$N$16+#REF!,BR211+$J$19))","v":24},{"$error":"#VALUE!"},{"$error":"#VALUE!"},{"$error":"#VALUE!"},{"$error":"#VALUE!"},{"$error":"#VALUE!"},0,0,{"$error":"#VALUE!"},{"$error":"#N/A"},{"$error":"#DIV/0!"},{"$error":"#DIV/0!"},{"$error":"#DIV/0!"},{"$error":"#VALUE!"},{"$error":"#VALUE!"},{"$error":"#DIV/0!"},{"$error":"#DIV/0!"},{"$error":"#VALUE!"},0,{"$error":"#VALUE!"},{"$error":"#VALUE!"},{"$error":"#N/A"},{"$error":"#N/A"},{"$error":"#N/A"},{"$error":"#N/A"},{"$error":"#N/A"},{"$error":"#N/A"},{"$error":"#N/A"},{"$error":"#DIV/0!"},{"$error":"#VALUE!"},22,{"$error":"#VALUE!"},-1]
[0,{"$f":"Klimadaten!O30/168*L$74","v":{"$error":"#N/A"}},{"$f":"Klimadaten!Q30","v":{"$error":"#VALUE!"}},{"$f":"Klimadaten!N30","v":{"$error":"#N/A"}},{"$error":"#VALUE!"},0,null,22,0,0,0,0,{"$error":"#VALUE!"},{"$f":"(EnthalpieA(L212,M212,#REF!)*$F$33)+((1-$F$33)*EnthalpieA(BU212,BW212,#REF!))","v":{"$error":"#VALUE!"}},{"$f":"(EnthalpieA(L212,M212,#REF!)*$F$32)+((1-$F$32)*EnthalpieA(BU212,BW212,#REF!))","v":{"$error":"#VALUE!"}},{"$f":"1-IF(EnthalpieA(L212,M212,#REF!)=S212,$F$33,(S212-EnthalpieA(BU212,BW212,#REF!))/((EnthalpieA(L212,M212,#REF!)-EnthalpieA(BU212,BW212,#REF!))))","v":{"$error":"#VALUE!"}},{"$error":"#VALUE!"},{"$error":"#VALUE!"},{"$error":"#VALUE!"},0,0,0,0,{"$error":"#VALUE!"},{"$error":"#VALUE!"},9,{"$f":"IF($F$34=$D$34,MIN(AbsFeuchte(Z212,100%,$N$17),R212),MIN(AbsFeuchte(Z212,100%,$N$17),X212))","v":{"$error":"#VALUE!"}},{"$error":"#VALUE!"},9,0,9.0540000000000003,9,{"$error":"#VALUE!"},{"$error":"#VALUE!"},{"$error":"#VALUE!"},{"$error":"#VALUE!"},9,{"$error":"#VALUE!"},{"$error":"#VALUE!"},{"$error":"#VALUE!"},{"$error":"#VALUE!"},{"$error":"#VALUE!"},{"$error":"#VALUE!"},{"$error":"#VALUE!"},{"$error":"#VALUE!"},{"$error":"#VALUE!"},{"$error":"#VALUE!"},{"$error":"#VALUE!"},{"$error":"#VALUE!"},1,0,1,0,{"$f":"IF($F$34=$D$34,IF(AW212=1,Fall1Tzul(AX212,AY212,BJ212,Q212),0),IF(AW212=1,Fall1Tzul(AX212,AY212,BJ212,W212),0))","v":{"$error":"#VALUE!"}},{"$f":"IF($F$34=$D$34,IF(AW212=1,Fall1xzul(AX212,AY212,BL212,R212),0),IF(AW212=1,Fall1xzul(AX212,AY212,BL212,X212),0))","v":{"$error":"#VALUE!"}},{"$f":"IF($F$34=$D$34,IF(AW212=2,Fall2Tzul(AX212, AZ212, BJ212,Q212, Z212),0),IF(AW212=2,Fall2Tzul(AX212, AZ212, BJ212,W212, Z212),0))","v":{"$error":"#VALUE!"}},{"$f":"IF($F$34=$D$34,IF(AW212=2,Fall2xzul(AX212,AZ212,BL212,R212,AA212),0),IF(AW212=2,Fall2xzul(AX212,AZ212,BL212,X212,AA212),0))","v":{"$error":"#VALUE!"}},{"$error":"#VALUE!"},{"$error":"#VALUE!"},{"$error":"#VALUE!"},{"$error":"#VALUE!"},22,{"$error":"#VALUE!"},{"$f":"AbsFeuchte(BJ212,BK212,$N$17)","v":{"$error":"#VALUE!"}},{"$error":"#VALUE!"},{"$error":"#VALUE!"},{"$error":"#VALUE!"},{"$error":"#VALUE!"},{"$error":"#VALUE!"},24,{"$error":"#VALUE!"},{"$f":"AbsFeuchte(BR212,BS212,$N$17)","v":{"$error":"#VALUE!"}},{"$f":"IF($J$19=0,IF(E$11=$S$8,BR212+$N$16,BR212),IF(E$11=$S$8,BR212+$N$16+#REF!,BR212+$J$19))","v":24},{"$error":"#VALUE!"},{"$error":"#VALUE!"},{"$error":"#VALUE!"},{"$error":"#VALUE!"},{"$error":"#VALUE!"},0,0,{"$error":"#VALUE!"},{"$error":"#N/A"},{"$error":"#DIV/0!"},{"$error":"#DIV/0!"},{"$error":"#DIV/0!"},{"$error":"#VALUE!"},{"$error":"#VALUE!"},{"$error":"#DIV/0!"},{"$error":"#DIV/0!"},{"$error":"#VALUE!"},0,{"$error":"#VALUE!"},{"$error":"#VALUE!"},{"$error":"#N/A"},{"$error":"#N/A"},{"$error":"#N/A"},{"$error":"#N/A"},{"$error":"#N/A"},{"$error":"#N/A"},{"$error":"#N/A"},{"$error":"#DIV/0!"},{"$error":"#VALUE!"},22,{"$error":"#VALUE!"},0]
[1,{"$f":"Klimadaten!O31/168*L$74","v":{"$error":"#N/A"}},{"$f":"Klimadaten!Q31","v":{"$error":"#VALUE!"}},{"$f":"Klimadaten!N31","v":{"$error":"#N/A"}},{"$error":"#VALUE!"},0,null,21,1,1,0,1,{"$error":"#VALUE!"},{"$f":"(EnthalpieA(L213,M213,#REF!)*$F$33)+((1-$F$33)*EnthalpieA(BU213,BW213,#REF!))","v":{"$error":"#VALUE!"}},{"$f":"(EnthalpieA(L213,M213,#REF!)*$F$32)+((1-$F$32)*EnthalpieA(BU213,BW213,#REF!))","v":{"$error":"#VALUE!"}},{"$f":"1-IF(EnthalpieA(L213,M213,#REF!)=S213,$F$33,(S213-EnthalpieA(BU213,BW213,#REF!))/((EnthalpieA(L213,M213,#REF!)-EnthalpieA(BU213,BW213,#REF!))))","v":{"$error":"#VALUE!"}},{"$error":"#VALUE!"},{"$error":"#VALUE!"},{"$error":"#VALUE!"},1,1,0,1,{"$error":"#VALUE!"},{"$error":"#VALUE!"},9,{"$f":"IF($F$34=$D$34,MIN(AbsFeuchte(Z213,100%,$N$17),R213),MIN(AbsFeuchte(Z213,100%,$N$17),X213))","v":{"$error":"#VALUE!"}},{"$error":"#VALUE!"},9,0,9.0540000000000003,9,{"$error":"#VALUE!"},{"$error":"#VALUE!"},{"$error":"#VALUE!"},{"$error":"#VALUE!"},9,{"$error":"#VALUE!"},{"$error":"#VALUE!"},{"$error":"#VALUE!"},{"$error":"#VALUE!"},{"$error":"#VALUE!"},{"$error":"#VALUE!"},{"$error":"#VALUE!"},{"$error":"#VALUE!"},{"$error":"#VALUE!"},{"$error":"#VALUE!"},{"$error":"#VALUE!"},{"$error":"#VALUE!"},1,0,1,0,{"$f":"IF($F$34=$D$34,IF(AW213=1,Fall1Tzul(AX213,AY213,BJ213,Q213),0),IF(AW213=1,Fall1Tzul(AX213,AY213,BJ213,W213),0))","v":{"$error":"#VALUE!"}},{"$f":"IF($F$34=$D$34,IF(AW213=1,Fall1xzul(AX213,AY213,BL213,R213),0),IF(AW213=1,Fall1xzul(AX213,AY213,BL213,X213),0))","v":{"$error":"#VALUE!"}},{"$f":"IF($F$34=$D$34,IF(AW213=2,Fall2Tzul(AX213, AZ213, BJ213,Q213, Z213),0),IF(AW213=2,Fall2Tzul(AX213, AZ213, BJ213,W213, Z213),0))","v":{"$error":"#VALUE!"}},{"$f":"IF($F$34=$D$34,IF(AW213=2,Fall2xzul(AX213,AZ213,BL213,R213,AA213),0),IF(AW213=2,Fall2xzul(AX213,AZ213,BL213,X213,AA213),0))","v":{"$error":"#VALUE!"}},{"$error":"#VALUE!"},{"$error":"#VALUE!"},{"$error":"#VALUE!"},{"$error":"#VALUE!"},22,{"$error":"#VALUE!"},{"$f":"AbsFeuchte(BJ213,BK213,$N$17)","v":{"$error":"#VALUE!"}},{"$error":"#VALUE!"},{"$error":"#VALUE!"},{"$error":"#VALUE!"},{"$error":"#VALUE!"},{"$error":"#VALUE!"},24,{"$error":"#VALUE!"},{"$f":"AbsFeuchte(BR213,BS213,$N$17)","v":{"$error":"#VALUE!"}},{"$f":"IF($J$19=0,IF(E$11=$S$8,BR213+$N$16,BR213),IF(E$11=$S$8,BR213+$N$16+#REF!,BR213+$J$19))","v":24},{"$error":"#VALUE!"},{"$error":"#VALUE!"},{"$error":"#VALUE!"},{"$error":"#VALUE!"},{"$error":"#VALUE!"},0,0,{"$error":"#VALUE!"},{"$error":"#N/A"},{"$error":"#DIV/0!"},{"$error":"#DIV/0!"},{"$error":"#DIV/0!"},{"$error":"#VALUE!"},{"$error":"#VALUE!"},{"$error":"#DIV/0!"},{"$error":"#DIV/0!"},{"$error":"#VALUE!"},0,{"$error":"#VALUE!"},{"$error":"#VALUE!"},{"$error":"#N/A"},{"$error":"#N/A"},{"$error":"#N/A"},{"$error":"#N/A"},{"$error":"#N/A"},{"$error":"#N/A"},{"$error":"#N/A"},{"$error":"#DIV/0!"},{"$error":"#VALUE!"},22,{"$error":"#VALUE!"},1]
[2,{"$f":"Klimadaten!O32/168*L$74","v":{"$error":"#N/A"}},{"$f":"Klimadaten!Q32","v":{"$error":"#VALUE!"}},{"$f":"Klimadaten!N32","v":{"$error":"#N/A"}},{"$error":"#VALUE!"},0,null,20,2,2,0,2,{"$error":"#VALUE!"},{"$f":"(EnthalpieA(L214,M214,#REF!)*$F$33)+((1-$F$33)*EnthalpieA(BU214,BW214,#REF!))","v":{"$error":"#VALUE!"}},{"$f":"(EnthalpieA(L214,M214,#REF!)*$F$32)+((1-$F$32)*EnthalpieA(BU214,BW214,#REF!))","v":{"$error":"#VALUE!"}},{"$f":"1-IF(EnthalpieA(L214,M214,#REF!)=S214,$F$33,(S214-EnthalpieA(BU214,BW214,#REF!))/((EnthalpieA(L214,M214,#REF!)-EnthalpieA(BU214,BW214,#REF!))))","v":{"$error":"#VALUE!"}},{"$error":"#VALUE!"},{"$error":"#VALUE!"},{"$error":"#VALUE!"},2,2,0,2,{"$error":"#VALUE!"},{"$error":"#VALUE!"},9,{"$f":"IF($F$34=$D$34,MIN(AbsFeuchte(Z214,100%,$N$17),R214),MIN(AbsFeuchte(Z214,100%,$N$17),X214))","v":{"$error":"#VALUE!"}},{"$error":"#VALUE!"},9,0,9.0540000000000003,9,{"$error":"#VALUE!"},{"$error":"#VALUE!"},{"$error":"#VALUE!"},{"$error":"#VALUE!"},9,{"$error":"#VALUE!"},{"$error":"#VALUE!"},{"$error":"#VALUE!"},{"$error":"#VALUE!"},{"$error":"#VALUE!"},{"$error":"#VALUE!"},{"$error":"#VALUE!"},{"$error":"#VALUE!"},{"$error":"#VALUE!"},{"$error":"#VALUE!"},{"$error":"#VALUE!"},{"$error":"#VALUE!"},1,0,1,0,{"$f":"IF($F$34=$D$34,IF(AW214=1,Fall1Tzul(AX214,AY214,BJ214,Q214),0),IF(AW214=1,Fall1Tzul(AX214,AY214,BJ214,W214),0))","v":{"$error":"#VALUE!"}},{"$f":"IF($F$34=$D$34,IF(AW214=1,Fall1xzul(AX214,AY214,BL214,R214),0),IF(AW214=1,Fall1xzul(AX214,AY214,BL214,X214),0))","v":{"$error":"#VALUE!"}},{"$f":"IF($F$34=$D$34,IF(AW214=2,Fall2Tzul(AX214, AZ214, BJ214,Q214, Z214),0),IF(AW214=2,Fall2Tzul(AX214, AZ214, BJ214,W214, Z214),0))","v":{"$error":"#VALUE!"}},{"$f":"IF($F$34=$D$34,IF(AW214=2,Fall2xzul(AX214,AZ214,BL214,R214,AA214),0),IF(AW214=2,Fall2xzul(AX214,AZ214,BL214,X214,AA214),0))","v":{"$error":"#VALUE!"}},{"$error":"#VALUE!"},{"$error":"#VALUE!"},{"$error":"#VALUE!"},{"$error":"#VALUE!"},22,{"$error":"#VALUE!"},{"$f":"AbsFeuchte(BJ214,BK214,$N$17)","v":{"$error":"#VALUE!"}},{"$error":"#VALUE!"},{"$error":"#VALUE!"},{"$error":"#VALUE!"},{"$error":"#VALUE!"},{"$error":"#VALUE!"},24,{"$error":"#VALUE!"},{"$f":"AbsFeuchte(BR214,BS214,$N$17)","v":{"$error":"#VALUE!"}},{"$f":"IF($J$19=0,IF(E$11=$S$8,BR214+$N$16,BR214),IF(E$11=$S$8,BR214+$N$16+#REF!,BR214+$J$19))","v":24},{"$error":"#VALUE!"},{"$error":"#VALUE!"},{"$error":"#VALUE!"},{"$error":"#VALUE!"},{"$error":"#VALUE!"},0,0,{"$error":"#VALUE!"},{"$error":"#N/A"},{"$error":"#DIV/0!"},{"$error":"#DIV/0!"},{"$error":"#DIV/0!"},{"$error":"#VALUE!"},{"$error":"#VALUE!"},{"$error":"#DIV/0!"},{"$error":"#DIV/0!"},{"$error":"#VALUE!"},0,{"$error":"#VALUE!"},{"$error":"#VALUE!"},{"$error":"#N/A"},{"$error":"#N/A"},{"$error":"#N/A"},{"$error":"#N/A"},{"$error":"#N/A"},{"$error":"#N/A"},{"$error":"#N/A"},{"$error":"#DIV/0!"},{"$error":"#VALUE!"},22,{"$error":"#VALUE!"},2]
[3,{"$f":"Klimadaten!O33/168*L$74","v":{"$error":"#N/A"}},{"$f":"Klimadaten!Q33","v":{"$error":"#VALUE!"}},{"$f":"Klimadaten!N33","v":{"$error":"#N/A"}},{"$error":"#VALUE!"},0,null,19,3,3,0,3,{"$error":"#VALUE!"},{"$f":"(EnthalpieA(L215,M215,#REF!)*$F$33)+((1-$F$33)*EnthalpieA(BU215,BW215,#REF!))","v":{"$error":"#VALUE!"}},{"$f":"(EnthalpieA(L215,M215,#REF!)*$F$32)+((1-$F$32)*EnthalpieA(BU215,BW215,#REF!))","v":{"$error":"#VALUE!"}},{"$f":"1-IF(EnthalpieA(L215,M215,#REF!)=S215,$F$33,(S215-EnthalpieA(BU215,BW215,#REF!))/((EnthalpieA(L215,M215,#REF!)-EnthalpieA(BU215,BW215,#REF!))))","v":{"$error":"#VALUE!"}},{"$error":"#VALUE!"},{"$error":"#VALUE!"},{"$error":"#VALUE!"},3,3,0,3,{"$error":"#VALUE!"},{"$error":"#VALUE!"},9,{"$f":"IF($F$34=$D$34,MIN(AbsFeuchte(Z215,100%,$N$17),R215),MIN(AbsFeuchte(Z215,100%,$N$17),X215))","v":{"$error":"#VALUE!"}},{"$error":"#VALUE!"},9,0,9.0540000000000003,9,{"$error":"#VALUE!"},{"$error":"#VALUE!"},{"$error":"#VALUE!"},{"$error":"#VALUE!"},9,{"$error":"#VALUE!"},{"$error":"#VALUE!"},{"$error":"#VALUE!"},{"$error":"#VALUE!"},{"$error":"#VALUE!"},{"$error":"#VALUE!"},{"$error":"#VALUE!"},{"$error":"#VALUE!"},{"$error":"#VALUE!"},{"$error":"#VALUE!"},{"$error":"#VALUE!"},{"$error":"#VALUE!"},1,0,1,0,{"$f":"IF($F$34=$D$34,IF(AW215=1,Fall1Tzul(AX215,AY215,BJ215,Q215),0),IF(AW215=1,Fall1Tzul(AX215,AY215,BJ215,W215),0))","v":{"$error":"#VALUE!"}},{"$f":"IF($F$34=$D$34,IF(AW215=1,Fall1xzul(AX215,AY215,BL215,R215),0),IF(AW215=1,Fall1xzul(AX215,AY215,BL215,X215),0))","v":{"$error":"#VALUE!"}},{"$f":"IF($F$34=$D$34,IF(AW215=2,Fall2Tzul(AX215, AZ215, BJ215,Q215, Z215),0),IF(AW215=2,Fall2Tzul(AX215, AZ215, BJ215,W215, Z215),0))","v":{"$error":"#VALUE!"}},{"$f":"IF($F$34=$D$34,IF(AW215=2,Fall2xzul(AX215,AZ215,BL215,R215,AA215),0),IF(AW215=2,Fall2xzul(AX215,AZ215,BL215,X215,AA215),0))","v":{"$error":"#VALUE!"}},{"$error":"#VALUE!"},{"$error":"#VALUE!"},{"$error":"#VALUE!"},{"$error":"#VALUE!"},22,{"$error":"#VALUE!"},{"$f":"AbsFeuchte(BJ215,BK215,$N$17)","v":{"$error":"#VALUE!"}},{"$error":"#VALUE!"},{"$error":"#VALUE!"},{"$error":"#VALUE!"},{"$error":"#VALUE!"},{"$error":"#VALUE!"},24,{"$error":"#VALUE!"},{"$f":"AbsFeuchte(BR215,BS215,$N$17)","v":{"$error":"#VALUE!"}},{"$f":"IF($J$19=0,IF(E$11=$S$8,BR215+$N$16,BR215),IF(E$11=$S$8,BR215+$N$16+#REF!,BR215+$J$19))","v":24},{"$error":"#VALUE!"},{"$error":"#VALUE!"},{"$error":"#VALUE!"},{"$error":"#VALUE!"},{"$error":"#VALUE!"},0,0,{"$error":"#VALUE!"},{"$error":"#N/A"},{"$error":"#DIV/0!"},{"$error":"#DIV/0!"},{"$error":"#DIV/0!"},{"$error":"#VALUE!"},{"$error":"#VALUE!"},{"$error":"#DIV/0!"},{"$error":"#DIV/0!"},{"$error":"#VALUE!"},0,{"$error":"#VALUE!"},{"$error":"#VALUE!"},{"$error":"#N/A"},{"$error":"#N/A"},{"$error":"#N/A"},{"$error":"#N/A"},{"$error":"#N/A"},{"$error":"#N/A"},{"$error":"#N/A"},{"$error":"#DIV/0!"},{"$error":"#VALUE!"},22,{"$error":"#VALUE!"},3]
[4,{"$f":"Klimadaten!O34/168*L$74","v":{"$error":"#N/A"}},{"$f":"Klimadaten!Q34","v":{"$error":"#VALUE!"}},{"$f":"Klimadaten!N34","v":{"$error":"#N/A"}},{"$error":"#VALUE!"},0,null,18,4,4,0,4,{"$error":"#VALUE!"},{"$f":"(EnthalpieA(L216,M216,E258)*$F$33)+((1-$F$33)*EnthalpieA(BU216,BW216,E258))","v":{"$error":"#VALUE!"}},{"$f":"(EnthalpieA(L216,M216,E258)*$F$32)+((1-$F$32)*EnthalpieA(BU216,BW216,E258))","v":{"$error":"#VALUE!"}},{"$f":"1-IF(EnthalpieA(L216,M216,E258)=S216,$F$33,(S216-EnthalpieA(BU216,BW216,E258))/((EnthalpieA(L216,M216,E258)-EnthalpieA(BU216,BW216,E258))))","v":{"$error":"#VALUE!"}},{"$error":"#VALUE!"},{"$error":"#VALUE!"},{"$error":"#VALUE!"},4,4,0,4,{"$error":"#VALUE!"},{"$error":"#VALUE!"},9,{"$f":"IF($F$34=$D$34,MIN(AbsFeuchte(Z216,100%,$N$17),R216),MIN(AbsFeuchte(Z216,100%,$N$17),X216))","v":{"$error":"#VALUE!"}},{"$error":"#VALUE!"},9,0,9.0540000000000003,9,{"$error":"#VALUE!"},{"$error":"#VALUE!"},{"$error":"#VALUE!"},{"$error":"#VALUE!"},9,{"$error":"#VALUE!"},{"$error":"#VALUE!"},{"$error":"#VALUE!"},{"$error":"#VALUE!"},{"$error":"#VALUE!"},{"$error":"#VALUE!"},{"$error":"#VALUE!"},{"$error":"#VALUE!"},{"$error":"#VALUE!"},{"$error":"#VALUE!"},{"$error":"#VALUE!"},{"$error":"#VALUE!"},1,0,1,0,{"$f":"IF($F$34=$D$34,IF(AW216=1,Fall1Tzul(AX216,AY216,BJ216,Q216),0),IF(AW216=1,Fall1Tzul(AX216,AY216,BJ216,W216),0))","v":{"$error":"#VALUE!"}},{"$f":"IF($F$34=$D$34,IF(AW216=1,Fall1xzul(AX216,AY216,BL216,R216),0),IF(AW216=1,Fall1xzul(AX216,AY216,BL216,X216),0))","v":{"$error":"#VALUE!"}},{"$f":"IF($F$34=$D$34,IF(AW216=2,Fall2Tzul(AX216, AZ216, BJ216,Q216, Z216),0),IF(AW216=2,Fall2Tzul(AX216, AZ216, BJ216,W216, Z216),0))","v":{"$error":"#VALUE!"}},{"$f":"IF($F$34=$D$34,IF(AW216=2,Fall2xzul(AX216,AZ216,BL216,R216,AA216),0),IF(AW216=2,Fall2xzul(AX216,AZ216,BL216,X216,AA216),0))","v":{"$error":"#VALUE!"}},{"$error":"#VALUE!"},{"$error":"#VALUE!"},{"$error":"#VALUE!"},{"$error":"#VALUE!"},22,{"$error":"#VALUE!"},{"$f":"AbsFeuchte(BJ216,BK216,$N$17)","v":{"$error":"#VALUE!"}},{"$error":"#VALUE!"},{"$error":"#VALUE!"},{"$error":"#VALUE!"},{"$error":"#VALUE!"},{"$error":"#VALUE!"},24,{"$error":"#VALUE!"},{"$f":"AbsFeuchte(BR216,BS216,$N$17)","v":{"$error":"#VALUE!"}},{"$f":"IF($J$19=0,IF(E$11=$S$8,BR216+$N$16,BR216),IF(E$11=$S$8,BR216+$N$16+#REF!,BR216+$J$19))","v":24},{"$error":"#VALUE!"},{"$error":"#VALUE!"},{"$error":"#VALUE!"},{"$error":"#VALUE!"},{"$error":"#VALUE!"},0,0,{"$error":"#VALUE!"},{"$error":"#N/A"},{"$error":"#DIV/0!"},{"$error":"#DIV/0!"},{"$error":"#DIV/0!"},{"$error":"#VALUE!"},{"$error":"#VALUE!"},{"$error":"#DIV/0!"},{"$error":"#DIV/0!"},{"$error":"#VALUE!"},0,{"$error":"#VALUE!"},{"$error":"#VALUE!"},{"$error":"#N/A"},{"$error":"#N/A"},{"$error":"#N/A"},{"$error":"#N/A"},{"$error":"#N/A"},{"$error":"#N/A"},{"$error":"#N/A"},{"$error":"#DIV/0!"},{"$error":"#VALUE!"},22,{"$error":"#VALUE!"},4]
[5,{"$f":"Klimadaten!O35/168*L$74","v":{"$error":"#N/A"}},{"$f":"Klimadaten!Q35","v":{"$error":"#VALUE!"}},{"$f":"Klimadaten!N35","v":{"$error":"#N/A"}},{"$error":"#VALUE!"},0,null,17,5,5,0,5,{"$error":"#VALUE!"},{"$f":"(EnthalpieA(L217,M217,#REF!)*$F$33)+((1-$F$33)*EnthalpieA(BU217,BW217,#REF!))","v":{"$error":"#VALUE!"}},{"$f":"(EnthalpieA(L217,M217,#REF!)*$F$32)+((1-$F$32)*EnthalpieA(BU217,BW217,#REF!))","v":{"$error":"#VALUE!"}},{"$f":"1-IF(EnthalpieA(L217,M217,#REF!)=S217,$F$33,(S217-EnthalpieA(BU217,BW217,#REF!))/((EnthalpieA(L217,M217,#REF!)-EnthalpieA(BU217,BW217,#REF!))))","v":{"$error":"#VALUE!"}},{"$error":"#VALUE!"},{"$error":"#VALUE!"},{"$error":"#VALUE!"},5,5,0,5,{"$error":"#VALUE!"},{"$error":"#VALUE!"},9,{"$f":"IF($F$34=$D$34,MIN(AbsFeuchte(Z217,100%,$N$17),R217),MIN(AbsFeuchte(Z217,100%,$N$17),X217))","v":{"$error":"#VALUE!"}},{"$error":"#VALUE!"},9,0,9.0540000000000003,9,{"$error":"#VALUE!"},{"$error":"#VALUE!"},{"$error":"#VALUE!"},{"$error":"#VALUE!"},9,{"$error":"#VALUE!"},{"$error":"#VALUE!"},{"$error":"#VALUE!"},{"$error":"#VALUE!"},{"$error":"#VALUE!"},{"$error":"#VALUE!"},{"$error":"#VALUE!"},{"$error":"#VALUE!"},{"$error":"#VALUE!"},{"$error":"#VALUE!"},{"$error":"#VALUE!"},{"$error":"#VALUE!"},1,0,1,0,{"$f":"IF($F$34=$D$34,IF(AW217=1,Fall1Tzul(AX217,AY217,BJ217,Q217),0),IF(AW217=1,Fall1Tzul(AX217,AY217,BJ217,W217),0))","v":{"$error":"#VALUE!"}},{"$f":"IF($F$34=$D$34,IF(AW217=1,Fall1xzul(AX217,AY217,BL217,R217),0),IF(AW217=1,Fall1xzul(AX217,AY217,BL217,X217),0))","v":{"$error":"#VALUE!"}},{"$f":"IF($F$34=$D$34,IF(AW217=2,Fall2Tzul(AX217, AZ217, BJ217,Q217, Z217),0),IF(AW217=2,Fall2Tzul(AX217, AZ217, BJ217,W217, Z217),0))","v":{"$error":"#VALUE!"}},{"$f":"IF($F$34=$D$34,IF(AW217=2,Fall2xzul(AX217,AZ217,BL217,R217,AA217),0),IF(AW217=2,Fall2xzul(AX217,AZ217,BL217,X217,AA217),0))","v":{"$error":"#VALUE!"}},{"$error":"#VALUE!"},{"$error":"#VALUE!"},{"$error":"#VALUE!"},{"$error":"#VALUE!"},22,{"$error":"#VALUE!"},{"$f":"AbsFeuchte(BJ217,BK217,$N$17)","v":{"$error":"#VALUE!"}},{"$error":"#VALUE!"},{"$error":"#VALUE!"},{"$error":"#VALUE!"},{"$error":"#VALUE!"},{"$error":"#VALUE!"},24,{"$error":"#VALUE!"},{"$f":"AbsFeuchte(BR217,BS217,$N$17)","v":{"$error":"#VALUE!"}},{"$f":"IF($J$19=0,IF(E$11=$S$8,BR217+$N$16,BR217),IF(E$11=$S$8,BR217+$N$16+#REF!,BR217+$J$19))","v":24},{"$error":"#VALUE!"},{"$error":"#VALUE!"},{"$error":"#VALUE!"},{"$error":"#VALUE!"},{"$error":"#VALUE!"},0,0,{"$error":"#VALUE!"},{"$error":"#N/A"},{"$error":"#DIV/0!"},{"$error":"#DIV/0!"},{"$error":"#DIV/0!"},{"$error":"#VALUE!"},{"$error":"#VALUE!"},{"$error":"#DIV/0!"},{"$error":"#DIV/0!"},{"$error":"#VALUE!"},0,{"$error":"#VALUE!"},{"$error":"#VALUE!"},{"$error":"#N/A"},{"$error":"#N/A"},{"$error":"#N/A"},{"$error":"#N/A"},{"$error":"#N/A"},{"$error":"#N/A"},{"$error":"#N/A"},{"$error":"#DIV/0!"},{"$error":"#VALUE!"},22,{"$error":"#VALUE!"},5]
[6,{"$f":"Klimadaten!O36/168*L$74","v":{"$error":"#N/A"}},{"$f":"Klimadaten!Q36","v":{"$error":"#VALUE!"}},{"$f":"Klimadaten!N36","v":{"$error":"#N/A"}},{"$error":"#VALUE!"},0,null,16,6,6,0,6,{"$error":"#VALUE!"},{"$f":"(EnthalpieA(L218,M218,E259)*$F$33)+((1-$F$33)*EnthalpieA(BU218,BW218,E259))","v":{"$error":"#VALUE!"}},{"$f":"(EnthalpieA(L218,M218,E259)*$F$32)+((1-$F$32)*EnthalpieA(BU218,BW218,E259))","v":{"$error":"#VALUE!"}},{"$f":"1-IF(EnthalpieA(L218,M218,E259)=S218,$F$33,(S218-EnthalpieA(BU218,BW218,E259))/((EnthalpieA(L218,M218,E259)-EnthalpieA(BU218,BW218,E259))))","v":{"$error":"#VALUE!"}},{"$error":"#VALUE!"},{"$error":"#VALUE!"},{"$error":"#VALUE!"},6,6,0,6,{"$error":"#VALUE!"},{"$error":"#VALUE!"},9,{"$f":"IF($F$34=$D$34,MIN(AbsFeuchte(Z218,100%,$N$17),R218),MIN(AbsFeuchte(Z218,100%,$N$17),X218))","v":{"$error":"#VALUE!"}},{"$error":"#VALUE!"},9,0,9.0540000000000003,9,{"$error":"#VALUE!"},{"$error":"#VALUE!"},{"$error":"#VALUE!"},{"$error":"#VALUE!"},9,{"$error":"#VALUE!"},{"$error":"#VALUE!"},{"$error":"#VALUE!"},{"$error":"#VALUE!"},{"$error":"#VALUE!"},{"$error":"#VALUE!"},{"$error":"#VALUE!"},{"$error":"#VALUE!"},{"$error":"#VALUE!"},{"$error":"#VALUE!"},{"$error":"#VALUE!"},{"$error":"#VALUE!"},1,0,1,0,{"$f":"IF($F$34=$D$34,IF(AW218=1,Fall1Tzul(AX218,AY218,BJ218,Q218),0),IF(AW218=1,Fall1Tzul(AX218,AY218,BJ218,W218),0))","v":{"$error":"#VALUE!"}},{"$f":"IF($F$34=$D$34,IF(AW218=1,Fall1xzul(AX218,AY218,BL218,R218),0),IF(AW218=1,Fall1xzul(AX218,AY218,BL218,X218),0))","v":{"$error":"#VALUE!"}},{"$f":"IF($F$34=$D$34,IF(AW218=2,Fall2Tzul(AX218, AZ218, BJ218,Q218, Z218),0),IF(AW218=2,Fall2Tzul(AX218, AZ218, BJ218,W218, Z218),0))","v":{"$error":"#VALUE!"}},{"$f":"IF($F$34=$D$34,IF(AW218=2,Fall2xzul(AX218,AZ218,BL218,R218,AA218),0),IF(AW218=2,Fall2xzul(AX218,AZ218,BL218,X218,AA218),0))","v":{"$error":"#VALUE!"}},{"$error":"#VALUE!"},{"$error":"#VALUE!"},{"$error":"#VALUE!"},{"$error":"#VALUE!"},22,{"$error":"#VALUE!"},{"$f":"AbsFeuchte(BJ218,BK218,$N$17)","v":{"$error":"#VALUE!"}},{"$error":"#VALUE!"},{"$error":"#VALUE!"},{"$error":"#VALUE!"},{"$error":"#VALUE!"},{"$error":"#VALUE!"},24,{"$error":"#VALUE!"},{"$f":"AbsFeuchte(BR218,BS218,$N$17)","v":{"$error":"#VALUE!"}},{"$f":"IF($J$19=0,IF(E$11=$S$8,BR218+$N$16,BR218),IF(E$11=$S$8,BR218+$N$16+#REF!,BR218+$J$19))","v":24},{"$error":"#VALUE!"},{"$error":"#VALUE!"},{"$error":"#VALUE!"},{"$error":"#VALUE!"},{"$error":"#VALUE!"},0,0,{"$error":"#VALUE!"},{"$error":"#N/A"},{"$error":"#DIV/0!"},{"$error":"#DIV/0!"},{"$error":"#DIV/0!"},{"$error":"#VALUE!"},{"$error":"#VALUE!"},{"$error":"#DIV/0!"},{"$error":"#DIV/0!"},{"$error":"#VALUE!"},0,{"$error":"#VALUE!"},{"$error":"#VALUE!"},{"$error":"#N/A"},{"$error":"#N/A"},{"$error":"#N/A"},{"$error":"#N/A"},{"$error":"#N/A"},{"$error":"#N/A"},{"$error":"#N/A"},{"$error":"#DIV/0!"},{"$error":"#VALUE!"},22,{"$error":"#VALUE!"},6]
[7,{"$f":"Klimadaten!O37/168*L$74","v":{"$error":"#N/A"}},{"$f":"Klimadaten!Q37","v":{"$error":"#VALUE!"}},{"$f":"Klimadaten!N37","v":{"$error":"#N/A"}},{"$f":"MIN(100%,RelFeuchte(BR219,C219,$N$17))","v":{"$error":"#VALUE!"}},{"$f":"IF(H219<=0,IF(BU219<A219,1,0),0)","v":0},null,{"$f":"-(A219-BJ219)","v":15},{"$f":"$F$26*(BU219-A219)+A219","v":7},{"$f":"IF(F219=0,MIN(I219,BJ219),I219)","v":7},{"$f":"IF($F$28=$S$18,$F$26,MAX(IF(AND($F$29=$S$18,F219=1),0,IF(A219=BU219,0,(J219-A219)/(BU219-A219))),0))","v":0},7,{"$f":"IF($F$26=0,C219,(K219/$F$26*$F$27)*(BW219-C219)+C219)","v":{"$error":"#VALUE!"}},{"$f":"(EnthalpieA(L219,M219,E260)*$F$33)+((1-$F$33)*EnthalpieA(BU219,BW219,E260))","v":{"$error":"#VALUE!"}},{"$f":"(EnthalpieA(L219,M219,E260)*$F$32)+((1-$F$32)*EnthalpieA(BU219,BW219,E260))","v":{"$error":"#VALUE!"}},{"$f":"1-IF(EnthalpieA(L219,M219,E260)=S219,$F$33,(S219-EnthalpieA(BU219,BW219,E260))/((EnthalpieA(L219,M219,E260)-EnthalpieA(BU219,BW219,E260))))","v":{"$error":"#VALUE!"}},{"$error":"#VALUE!"},{"$error":"#VALUE!"},{"$error":"#VALUE!"},{"$f":"MIN((L219*($F$33)+BU219*(1-$F$33)))","v":7},{"$f":"(L219*($F$32)+BU219*(1-$F$32))","v":7},{"$f":"1-IF(L219=W219,$F$33,(W219-BU219)/(L219-BU219))","v":0},7,{"$error":"#VALUE!"},{"$f":"EnthalpieA(W219,X219,$N$17)","v":{"$error":"#VALUE!"}},9,{"$f":"IF($F$34=$D$34,MIN(AbsFeuchte(Z219,100%,$N$17),R219),MIN(AbsFeuchte(Z219,100%,$N$17),X219))","v":{"$error":"#VALUE!"}},{"$f":"EnthalpieA(Z219,AA219,$N$17)","v":{"$error":"#VALUE!"}},9,0,{"$f":"EnthalpieA(AC219,AD219,$N$17)","v":9.0540000000000003},9,{"$f":"IF($F$34=$D$34,IF(AA219=R219,1E+23,(Q219-AF219)/(R219-AA219)),IF(AA219=X219,1E+23,(W219-AF219)/(X219-AA219)))","v":{"$error":"#VALUE!"}},{"$f":"IF($F$34=$D$34,MAX(IF(R219>BL219,AF219+(AG219*(BL219-AA219)),Q219),Z219),MAX(IF(X219>BL219,AF219+(AG219*(BL219-AA219)),W219),Z219))","v":{"$error":"#VALUE!"}},{"$error":"#VALUE!"},{"$f":"EnthalpieA(AH219,AI219,$N$17)","v":{"$error":"#VALUE!"}},{"$f":"IF($F$34=$D$34,MAX(MIN(Q219,BJ219),Z219),MAX(MIN(W219,BJ219),Z219))","v":9},{"$error":"#VALUE!"},{"$f":"EnthalpieA(AK219,AL219,$N$17)","v":{"$error":"#VALUE!"}},{"$error":"#VALUE!"},{"$f":"IF($F$34=$D$34,R219,X219)","v":{"$error":"#VALUE!"}},{"$error":"#VALUE!"},{"$f":"TaupunktA(AR219,$N$17)","v":{"$error":"#VALUE!"}},{"$error":"#VALUE!"},{"$f":"EnthalpieA(AQ219,AR219,$N$17)","v":{"$error":"#VALUE!"}},{"$error":"#VALUE!"},{"$f":"IF($F$34=$D$34,R219,X219)","v":{"$error":"#VALUE!"}},{"$f":"EnthalpieA(AT219,AU219,$N$17)","v":{"$error":"#VALUE!"}},{"$f":"IF($F$34=$D$34,IF(AND(ROUND(BM219,4)>=ROUND(S219,4),ROUND(BL219,4)>=ROUND(R219,4),ROUND(BJ219,4)>=ROUND(Q219,4)),1,IF(ROUND(BL219,4)<ROUND(AA219,4),2,IF(ROUND(BJ219,4)>=ROUND(AH219,4),3,4))),IF(AND(ROUND(BM219,4)>=ROUND(Y219,4),ROUND(BL219,4)>=ROUND(X219,4),ROUND(BJ219,4)>=ROUND(W219,4)),1,IF(ROUND(BL219,4)<ROUND(AA219,4),2,IF(ROUND(BJ219,4)>=ROUND(AH219,4),3,4))))","v":{"$error":"#VALUE!"}},1,{"$f":"IF($F$47=$S$14,0,1)","v":0},1,0,{"$f":"IF($F$34=$D$34,IF(AW219=1,Fall1Tzul(AX219,AY219,BJ219,Q219),0),IF(AW219=1,Fall1Tzul(AX219,AY219,BJ219,W219),0))","v":{"$error":"#VALUE!"}},{"$f":"IF($F$34=$D$34,IF(AW219=1,Fall1xzul(AX219,AY219,BL219,R219),0),IF(AW219=1,Fall1xzul(AX219,AY219,BL219,X219),0))","v":{"$error":"#VALUE!"}},{"$f":"IF($F$34=$D$34,IF(AW219=2,Fall2Tzul(AX219, AZ219, BJ219,Q219, Z219),0),IF(AW219=2,Fall2Tzul(AX219, AZ219, BJ219,W219, Z219),0))","v":{"$error":"#VALUE!"}},{"$f":"IF($F$34=$D$34,IF(AW219=2,Fall2xzul(AX219,AZ219,BL219,R219,AA219),0),IF(AW219=2,Fall2xzul(AX219,AZ219,BL219,X219,AA219),0))","v":{"$error":"#VALUE!"}},{"$f":"IF($F$34=$D$34,IF(AW219=3,IF(AND(BA219=1,AX219=1),BJ219,IF(AZ219=1,MIN(BJ219,IF(AX219=1,BJ219,Q219)),IF(AND(AX219=1,BJ219>Q219),BJ219,Q219))),0),IF(AW219=3,IF(AND(BA219=1,AX219=1),BJ219,IF(AZ219=1,MIN(BJ219,IF(AX219=1,BJ219,W219)),IF(AND(AX219=1,BJ219>W219),BJ219,W219))),0))","v":{"$error":"#VALUE!"}},{"$f":"IF($F$34=$D$34,IF(AW219=3,IF(AND(BA219=1,AX219=1),BL219,IF(AZ219=1,MIN(AL219,R219),R219)),0),IF(AW219=3,IF(AND(BA219=1,AX219=1),BL219,IF(AZ219=1,MIN(AL219,X219),X219)),0))","v":{"$error":"#VALUE!"}},{"$f":"IF($F$34=$D$34,IF(AW219=4,IF(AZ219=1,BJ219,Q219),0),IF(AW219=4,IF(AZ219=1,BJ219,W219),0))","v":{"$error":"#VALUE!"}},{"$f":"IF($F$34=$D$34,IF(AND(AW219=4,AY219=0),IF(AZ219=1,AI219,R219),IF(AND(AW219=4,AY219=1),BL219,0)),IF(AND(AW219=4,AY219=0),IF(AZ219=1,AL219,X219),IF(AND(AW219=4,AY219=1),BL219,0)))","v":{"$error":"#VALUE!"}},{"$f":"IF($DA219<=$B$93,$C$93-($B$93-$DA219)*$I$92,IF($DA219<=$B$94,$C$94-($B$94-$DA219)*$I$93,$C$95-($B$95-$DA219)*$I$94))","v":22},{"$f":"MIN(1,RelFeuchte(BJ219,BT219,$N$17))","v":{"$error":"#VALUE!"}},{"$f":"AbsFeuchte(BJ219,BK219,$N$17)","v":{"$error":"#VALUE!"}},{"$f":"EnthalpieA(BJ219,BL219,$N$17)","v":{"$error":"#VALUE!"}},{"$error":"#VALUE!"},{"$f":"MIN(1,RelFeuchte(BN219,BP219,$N$17))","v":{"$error":"#VALUE!"}},{"$error":"#VALUE!"},{"$f":"EnthalpieA(BN219,BP219,$N$17)","v":{"$error":"#VALUE!"}},{"$f":"IF($DA219<=$B$93,$D$93-($B$93-$DA219)*$J$92,IF($DA219<=$B$94,$D$94-($B$94-$DA219)*$J$93,$D$95-($B$95-$DA219)*$J$94))","v":24},{"$f":"IF(E219<$F$48,$F$48,IF(E219>$F$46,$F$46,E219))","v":{"$error":"#VALUE!"}},{"$f":"AbsFeuchte(BR219,BS219,$N$17)","v":{"$error":"#VALUE!"}},{"$f":"IF($J$19=0,IF(E$11=$S$8,BR219+$N$16,BR219),IF(E$11=$S$8,BR219+$N$16+#REF!,BR219+$J$19))","v":24},{"$f":"RelFeuchte(BU219,BW219,$N$17)","v":{"$error":"#VALUE!"}},{"$f":"BT219+$J$18","v":{"$error":"#VALUE!"}},{"$error":"#VALUE!"},{"$error":"#VALUE!"},{"$f":"IF($F$34=$D$34,MAX(IF(AZ219=1,IF(OR(AW219=3,AW219=4,AW219=2),S219-AM219,0),0),0),MAX(IF(AZ219=1,IF(OR(AW219=3,AW219=4,AW219=2),Y219-AM219,0),0),0))","v":{"$error":"#VALUE!"}},{"$f":"IF($F$34=$D$34,MAX(IF(BA219=1,IF(AW219=3,AM219-AJ219,IF(AW219=2,(IF(BP219=R219,0,S219-AB219-BZ219)),0)),0),0),MAX(IF(BA219=1,IF(AW219=3,AM219-AJ219,IF(AW219=2,(IF(BP219=X219,0,Y219-AB219-BZ219)),0)),0),0))","v":0},{"$f":"IF($F$34=$D$34,MAX(IF(AND(BA219=1,AX219=1),IF(AW219=3,BQ219-AJ219,IF(AW219=2,IF(R219=BP219,0,BQ219-AB219),0)),0),0),MAX(IF(AND(BA219=1,AX219=1),IF(AW219=3,BQ219-AJ219,IF(AW219=2,IF(X219=BP219,0,BQ219-AB219),0)),0),0))","v":0},{"$f":"IF(F219=1,0,IF($F$34=$D$34,IF(AX219=1,IF(AW219=1,AV219-S219,0),0),IF(AX219=1,IF(AW219=1,AV219-Y219,0),0)))","v":{"$error":"#VALUE!"}},{"$f":"IF(AND(AY219=1,B219>0),IF(OR(AW219=1,AW219=4),BQ219-AV219,0),0)","v":{"$error":"#N/A"}},{"$f":"IF($F$40=$S$19,IF(OR(AND(A219>=$F$24,$F$25>0),AND(A219>=$F$24,$F$25<0)),$P$80*B219*$N$21*(CA219)/3.6/1000000,$K$80*B219*$N$21*(CA219)/3.6/1000000),0)","v":{"$error":"#DIV/0!"}},{"$f":"IF($F$37=$S$19,IF(OR(AND(A219>=$F$24,$F$25>0),AND(A219>=$F$24,$F$25<0)),$P$80*B219*$N$21*(CB219)/3.6/1000000,$K$80*B219*$N$21*(CB219)/3.6/1000000),0)","v":{"$error":"#DIV/0!"}},{"$f":"IF(OR(AND(A219>=$F$24,$F$25>0),AND(A219>=$F$24,$F$25<0)),$P$80*B219*$N$21*(CD219)/3.6/1000000,$K$80*B219*$N$21*(CD219)/3.6/1000000)","v":{"$error":"#DIV/0!"}},{"$f":"IF($F$34=$D$34,IF(OR(AND(A219>=$F$24,$F$25>0),AND(A219>=$F$24,$F$25<0)),MAX(0,(BP219-R219)*B219*$P$80*$N$21/1000),MAX(0,(BP219-R219)*B219*$K$80*$N$21/1000)),IF(OR(AND(A219>=$F$24,$F$25>0),AND(A219>=$F$24,$F$25<0)),MAX(0,(BP219-X219)*B219*$P$80*$N$21/1000),MAX(0,(BP219-X219)*B219*$K$80*$N$21/1000)))","v":{"$error":"#VALUE!"}},{"$f":"(CH219*$N$20*(100-$F$49)+$N$23*CH219)/3600000","v":{"$error":"#VALUE!"}},{"$f":"IF($F$40=$S$19,IF(OR(AND(A219>=$F$24,$F$25>0),AND(A219>=$F$24,$F$25<0)),$P$80*B219*$N$21*(BZ219)/3.6/1000000,$K$80*B219*$N$21*(BZ219)/3.6/1000000),0)","v":{"$error":"#DIV/0!"}},{"$f":"IF($F$37=$S$19,IF(OR(AND(A219>=$F$24,$F$25>0),AND(A219>=$F$24,$F$25<0)),$P$80*B219*$N$21*(CC219)/3.6/1000000,$K$80*B219*$N$21*(CC219)/3.6/1000000),0)","v":{"$error":"#DIV/0!"}},{"$f":"IF($F$34=$D$34,IF(OR(AND(A219>=$F$24,$F$25>0),AND(A219>=$F$24,$F$25<0)),MAX(0,-(BP219-R219)*B219*$P$80*$N$21/1000),MAX(0,-(BP219-R219)*B219*$K$80*$N$21/1000)),IF(OR(AND(A219>=$F$24,$F$25>0),AND(A219>=$F$24,$F$25<0)),MAX(0,-(BP219-X219)*B219*$P$80*$N$21/1000),MAX(0,-(BP219-X219)*B219*$K$80*$N$21/1000)))","v":{"$error":"#VALUE!"}},{"$f":"IF($F$47=$S$14,0,IF($F$47=$S$15,CG219,CI219))","v":0},{"$f":"IF(E219>0,BK219,222)","v":{"$error":"#VALUE!"}},{"$f":"IF(E219>0,BO219,222)","v":{"$error":"#VALUE!"}},{"$f":"IF($F$34=$D$34,IF(B219>0,Q219,222),IF(B219>0,W219,222))","v":{"$error":"#N/A"}},{"$f":"IF($F$34=$D$34,IF(B219>0,Q219,-222),IF(B219>0,W219,-222))","v":{"$error":"#N/A"}},{"$f":"IF(B219>0,BY219,-222)","v":{"$error":"#N/A"}},{"$f":"IF(B219>0,BX219,-222)","v":{"$error":"#N/A"}},{"$f":"IF(OR(AND(A219>=$F$24,$F$25>0),AND(A219>=$F$24,$F$25<0)),B219*($R$80)/1000,B219*($M$80)/1000)","v":{"$error":"#N/A"}},{"$f":"IF(B219>0,BJ219,222)","v":{"$error":"#N/A"}},{"$f":"IF(B219>0,BJ219,-222)","v":{"$error":"#N/A"}},{"$error":"#DIV/0!"},{"$error":"#VALUE!"},22,{"$error":"#VALUE!"},7]
[8,{"$f":"Klimadaten!O38/168*L$74","v":{"$error":"#N/A"}},{"$f":"Klimadaten!Q38","v":{"$error":"#VALUE!"}},{"$f":"Klimadaten!N38","v":{"$error":"#N/A"}},{"$error":"#VALUE!"},0,null,14,8,8,0,8,{"$error":"#VALUE!"},{"$f":"(EnthalpieA(L220,M220,E261)*$F$33)+((1-$F$33)*EnthalpieA(BU220,BW220,E261))","v":{"$error":"#VALUE!"}},{"$f":"(EnthalpieA(L220,M220,E261)*$F$32)+((1-$F$32)*EnthalpieA(BU220,BW220,E261))","v":{"$error":"#VALUE!"}},{"$f":"1-IF(EnthalpieA(L220,M220,E261)=S220,$F$33,(S220-EnthalpieA(BU220,BW220,E261))/((EnthalpieA(L220,M220,E261)-EnthalpieA(BU220,BW220,E261))))","v":{"$error":"#VALUE!"}},{"$error":"#VALUE!"},{"$error":"#VALUE!"},{"$error":"#VALUE!"},8,8,0,8,{"$error":"#VALUE!"},{"$error":"#VALUE!"},9,{"$f":"IF($F$34=$D$34,MIN(AbsFeuchte(Z220,100%,$N$17),R220),MIN(AbsFeuchte(Z220,100%,$N$17),X220))","v":{"$error":"#VALUE!"}},{"$error":"#VALUE!"},9,0,9.0540000000000003,9,{"$error":"#VALUE!"},{"$error":"#VALUE!"},{"$error":"#VALUE!"},{"$error":"#VALUE!"},9,{"$error":"#VALUE!"},{"$error":"#VALUE!"},{"$error":"#VALUE!"},{"$error":"#VALUE!"},{"$error":"#VALUE!"},{"$error":"#VALUE!"},{"$error":"#VALUE!"},{"$error":"#VALUE!"},{"$error":"#VALUE!"},{"$error":"#VALUE!"},{"$error":"#VALUE!"},{"$error":"#VALUE!"},1,0,1,0,{"$f":"IF($F$34=$D$34,IF(AW220=1,Fall1Tzul(AX220,AY220,BJ220,Q220),0),IF(AW220=1,Fall1Tzul(AX220,AY220,BJ220,W220),0))","v":{"$error":"#VALUE!"}},{"$f":"IF($F$34=$D$34,IF(AW220=1,Fall1xzul(AX220,AY220,BL220,R220),0),IF(AW220=1,Fall1xzul(AX220,AY220,BL220,X220),0))","v":{"$error":"#VALUE!"}},{"$f":"IF($F$34=$D$34,IF(AW220=2,Fall2Tzul(AX220, AZ220, BJ220,Q220, Z220),0),IF(AW220=2,Fall2Tzul(AX220, AZ220, BJ220,W220, Z220),0))","v":{"$error":"#VALUE!"}},{"$f":"IF($F$34=$D$34,IF(AW220=2,Fall2xzul(AX220,AZ220,BL220,R220,AA220),0),IF(AW220=2,Fall2xzul(AX220,AZ220,BL220,X220,AA220),0))","v":{"$error":"#VALUE!"}},{"$error":"#VALUE!"},{"$error":"#VALUE!"},{"$error":"#VALUE!"},{"$error":"#VALUE!"},22,{"$error":"#VALUE!"},{"$f":"AbsFeuchte(BJ220,BK220,$N$17)","v":{"$error":"#VALUE!"}},{"$error":"#VALUE!"},{"$error":"#VALUE!"},{"$error":"#VALUE!"},{"$error":"#VALUE!"},{"$error":"#VALUE!"},24,{"$error":"#VALUE!"},{"$f":"AbsFeuchte(BR220,BS220,$N$17)","v":{"$error":"#VALUE!"}},{"$f":"IF($J$19=0,IF(E$11=$S$8,BR220+$N$16,BR220),IF(E$11=$S$8,BR220+$N$16+#REF!,BR220+$J$19))","v":24},{"$error":"#VALUE!"},{"$error":"#VALUE!"},{"$error":"#VALUE!"},{"$error":"#VALUE!"},{"$error":"#VALUE!"},0,0,{"$error":"#VALUE!"},{"$error":"#N/A"},{"$error":"#DIV/0!"},{"$error":"#DIV/0!"},{"$error":"#DIV/0!"},{"$error":"#VALUE!"},{"$error":"#VALUE!"},{"$error":"#DIV/0!"},{"$error":"#DIV/0!"},{"$error":"#VALUE!"},0,{"$error":"#VALUE!"},{"$error":"#VALUE!"},{"$error":"#N/A"},{"$error":"#N/A"},{"$error":"#N/A"},{"$error":"#N/A"},{"$error":"#N/A"},{"$error":"#N/A"},{"$error":"#N/A"},{"$error":"#DIV/0!"},{"$error":"#VALUE!"},22,{"$error":"#VALUE!"},8]
[9,{"$f":"Klimadaten!O39/168*L$74","v":{"$error":"#N/A"}},{"$f":"Klimadaten!Q39","v":{"$error":"#VALUE!"}},{"$f":"Klimadaten!N39","v":{"$error":"#N/A"}},{"$error":"#VALUE!"},0,null,13,9,9,0,9,{"$error":"#VALUE!"},{"$f":"(EnthalpieA(L221,M221,AB114)*$F$33)+((1-$F$33)*EnthalpieA(BU221,BW221,AB114))","v":{"$error":"#VALUE!"}},{"$f":"(EnthalpieA(L221,M221,AB114)*$F$32)+((1-$F$32)*EnthalpieA(BU221,BW221,AB114))","v":{"$error":"#VALUE!"}},{"$f":"1-IF(EnthalpieA(L221,M221,AB114)=S221,$F$33,(S221-EnthalpieA(BU221,BW221,AB114))/((EnthalpieA(L221,M221,AB114)-EnthalpieA(BU221,BW221,AB114))))","v":{"$error":"#VALUE!"}},{"$error":"#VALUE!"},{"$error":"#VALUE!"},{"$error":"#VALUE!"},9,9,0,9,{"$error":"#VALUE!"},{"$error":"#VALUE!"},9,{"$f":"IF($F$34=$D$34,MIN(AbsFeuchte(Z221,100%,$N$17),R221),MIN(AbsFeuchte(Z221,100%,$N$17),X221))","v":{"$error":"#VALUE!"}},{"$error":"#VALUE!"},9,0,9.0540000000000003,9,{"$error":"#VALUE!"},{"$error":"#VALUE!"},{"$error":"#VALUE!"},{"$error":"#VALUE!"},9,{"$error":"#VALUE!"},{"$error":"#VALUE!"},{"$error":"#VALUE!"},{"$error":"#VALUE!"},{"$error":"#VALUE!"},{"$error":"#VALUE!"},{"$error":"#VALUE!"},{"$error":"#VALUE!"},{"$error":"#VALUE!"},{"$error":"#VALUE!"},{"$error":"#VALUE!"},{"$error":"#VALUE!"},1,0,1,0,{"$f":"IF($F$34=$D$34,IF(AW221=1,Fall1Tzul(AX221,AY221,BJ221,Q221),0),IF(AW221=1,Fall1Tzul(AX221,AY221,BJ221,W221),0))","v":{"$error":"#VALUE!"}},{"$f":"IF($F$34=$D$34,IF(AW221=1,Fall1xzul(AX221,AY221,BL221,R221),0),IF(AW221=1,Fall1xzul(AX221,AY221,BL221,X221),0))","v":{"$error":"#VALUE!"}},{"$f":"IF($F$34=$D$34,IF(AW221=2,Fall2Tzul(AX221, AZ221, BJ221,Q221, Z221),0),IF(AW221=2,Fall2Tzul(AX221, AZ221, BJ221,W221, Z221),0))","v":{"$error":"#VALUE!"}},{"$f":"IF($F$34=$D$34,IF(AW221=2,Fall2xzul(AX221,AZ221,BL221,R221,AA221),0),IF(AW221=2,Fall2xzul(AX221,AZ221,BL221,X221,AA221),0))","v":{"$error":"#VALUE!"}},{"$error":"#VALUE!"},{"$error":"#VALUE!"},{"$error":"#VALUE!"},{"$error":"#VALUE!"},22,{"$error":"#VALUE!"},{"$f":"AbsFeuchte(BJ221,BK221,$N$17)","v":{"$error":"#VALUE!"}},{"$error":"#VALUE!"},{"$error":"#VALUE!"},{"$error":"#VALUE!"},{"$error":"#VALUE!"},{"$error":"#VALUE!"},24,{"$error":"#VALUE!"},{"$f":"AbsFeuchte(BR221,BS221,$N$17)","v":{"$error":"#VALUE!"}},{"$f":"IF($J$19=0,IF(E$11=$S$8,BR221+$N$16,BR221),IF(E$11=$S$8,BR221+$N$16+#REF!,BR221+$J$19))","v":24},{"$error":"#VALUE!"},{"$error":"#VALUE!"},{"$error":"#VALUE!"},{"$error":"#VALUE!"},{"$error":"#VALUE!"},0,0,{"$error":"#VALUE!"},{"$error":"#N/A"},{"$error":"#DIV/0!"},{"$error":"#DIV/0!"},{"$error":"#DIV/0!"},{"$error":"#VALUE!"},{"$error":"#VALUE!"},{"$error":"#DIV/0!"},{"$error":"#DIV/0!"},{"$error":"#VALUE!"},0,{"$error":"#VALUE!"},{"$error":"#VALUE!"},{"$error":"#N/A"},{"$error":"#N/A"},{"$error":"#N/A"},{"$error":"#N/A"},{"$error":"#N/A"},{"$error":"#N/A"},{"$error":"#N/A"},{"$error":"#DIV/0!"},{"$error":"#VALUE!"},22,{"$error":"#VALUE!"},9]
[10,{"$f":"Klimadaten!O40/168*L$74","v":{"$error":"#N/A"}},{"$f":"Klimadaten!Q40","v":{"$error":"#VALUE!"}},{"$f":"Klimadaten!N40","v":{"$error":"#N/A"}},{"$error":"#VALUE!"},0,null,12,10,10,0,10,{"$error":"#VALUE!"},{"$f":"(EnthalpieA(L222,M222,AB115)*$F$33)+((1-$F$33)*EnthalpieA(BU222,BW222,AB115))","v":{"$error":"#VALUE!"}},{"$f":"(EnthalpieA(L222,M222,AB115)*$F$32)+((1-$F$32)*EnthalpieA(BU222,BW222,AB115))","v":{"$error":"#VALUE!"}},{"$f":"1-IF(EnthalpieA(L222,M222,AB115)=S222,$F$33,(S222-EnthalpieA(BU222,BW222,AB115))/((EnthalpieA(L222,M222,AB115)-EnthalpieA(BU222,BW222,AB115))))","v":{"$error":"#VALUE!"}},{"$error":"#VALUE!"},{"$error":"#VALUE!"},{"$error":"#VALUE!"},10,10,0,10,{"$error":"#VALUE!"},{"$error":"#VALUE!"},9,{"$f":"IF($F$34=$D$34,MIN(AbsFeuchte(Z222,100%,$N$17),R222),MIN(AbsFeuchte(Z222,100%,$N$17),X222))","v":{"$error":"#VALUE!"}},{"$error":"#VALUE!"},9,0,9.0540000000000003,9,{"$error":"#VALUE!"},{"$error":"#VALUE!"},{"$error":"#VALUE!"},{"$error":"#VALUE!"},10,{"$error":"#VALUE!"},{"$error":"#VALUE!"},{"$error":"#VALUE!"},{"$error":"#VALUE!"},{"$error":"#VALUE!"},{"$error":"#VALUE!"},{"$error":"#VALUE!"},{"$error":"#VALUE!"},{"$error":"#VALUE!"},{"$error":"#VALUE!"},{"$error":"#VALUE!"},{"$error":"#VALUE!"},1,0,1,0,{"$f":"IF($F$34=$D$34,IF(AW222=1,Fall1Tzul(AX222,AY222,BJ222,Q222),0),IF(AW222=1,Fall1Tzul(AX222,AY222,BJ222,W222),0))","v":{"$error":"#VALUE!"}},{"$f":"IF($F$34=$D$34,IF(AW222=1,Fall1xzul(AX222,AY222,BL222,R222),0),IF(AW222=1,Fall1xzul(AX222,AY222,BL222,X222),0))","v":{"$error":"#VALUE!"}},{"$f":"IF($F$34=$D$34,IF(AW222=2,Fall2Tzul(AX222, AZ222, BJ222,Q222, Z222),0),IF(AW222=2,Fall2Tzul(AX222, AZ222, BJ222,W222, Z222),0))","v":{"$error":"#VALUE!"}},{"$f":"IF($F$34=$D$34,IF(AW222=2,Fall2xzul(AX222,AZ222,BL222,R222,AA222),0),IF(AW222=2,Fall2xzul(AX222,AZ222,BL222,X222,AA222),0))","v":{"$error":"#VALUE!"}},{"$error":"#VALUE!"},{"$error":"#VALUE!"},{"$error":"#VALUE!"},{"$error":"#VALUE!"},22,{"$error":"#VALUE!"},{"$f":"AbsFeuchte(BJ222,BK222,$N$17)","v":{"$error":"#VALUE!"}},{"$error":"#VALUE!"},{"$error":"#VALUE!"},{"$error":"#VALUE!"},{"$error":"#VALUE!"},{"$error":"#VALUE!"},24,{"$error":"#VALUE!"},{"$f":"AbsFeuchte(BR222,BS222,$N$17)","v":{"$error":"#VALUE!"}},{"$f":"IF($J$19=0,IF(E$11=$S$8,BR222+$N$16,BR222),IF(E$11=$S$8,BR222+$N$16+#REF!,BR222+$J$19))","v":24},{"$error":"#VALUE!"},{"$error":"#VALUE!"},{"$error":"#VALUE!"},{"$error":"#VALUE!"},{"$error":"#VALUE!"},0,0,{"$error":"#VALUE!"},{"$error":"#N/A"},{"$error":"#DIV/0!"},{"$error":"#DIV/0!"},{"$error":"#DIV/0!"},{"$error":"#VALUE!"},{"$error":"#VALUE!"},{"$error":"#DIV/0!"},{"$error":"#DIV/0!"},{"$error":"#VALUE!"},0,{"$error":"#VALUE!"},{"$error":"#VALUE!"},{"$error":"#N/A"},{"$error":"#N/A"},{"$error":"#N/A"},{"$error":"#N/A"},{"$error":"#N/A"},{"$error":"#N/A"},{"$error":"#N/A"},{"$error":"#DIV/0!"},{"$error":"#VALUE!"},22,{"$error":"#VALUE!"},10]
[11,{"$f":"Klimadaten!O41/168*L$74","v":{"$error":"#N/A"}},{"$f":"Klimadaten!Q41","v":{"$error":"#VALUE!"}},{"$f":"Klimadaten!N41","v":{"$error":"#N/A"}},{"$error":"#VALUE!"},0,null,11,11,11,0,11,{"$error":"#VALUE!"},{"$f":"(EnthalpieA(L223,M223,AB116)*$F$33)+((1-$F$33)*EnthalpieA(BU223,BW223,AB116))","v":{"$error":"#VALUE!"}},{"$f":"(EnthalpieA(L223,M223,AB116)*$F$32)+((1-$F$32)*EnthalpieA(BU223,BW223,AB116))","v":{"$error":"#VALUE!"}},{"$f":"1-IF(EnthalpieA(L223,M223,AB116)=S223,$F$33,(S223-EnthalpieA(BU223,BW223,AB116))/((EnthalpieA(L223,M223,AB116)-EnthalpieA(BU223,BW223,AB116))))","v":{"$error":"#VALUE!"}},{"$error":"#VALUE!"},{"$error":"#VALUE!"},{"$error":"#VALUE!"},11,11,0,11,{"$error":"#VALUE!"},{"$error":"#VALUE!"},9,{"$f":"IF($F$34=$D$34,MIN(AbsFeuchte(Z223,100%,$N$17),R223),MIN(AbsFeuchte(Z223,100%,$N$17),X223))","v":{"$error":"#VALUE!"}},{"$error":"#VALUE!"},9,0,9.0540000000000003,9,{"$error":"#VALUE!"},{"$error":"#VALUE!"},{"$error":"#VALUE!"},{"$error":"#VALUE!"},11,{"$error":"#VALUE!"},{"$error":"#VALUE!"},{"$error":"#VALUE!"},{"$error":"#VALUE!"},{"$error":"#VALUE!"},{"$error":"#VALUE!"},{"$error":"#VALUE!"},{"$error":"#VALUE!"},{"$error":"#VALUE!"},{"$error":"#VALUE!"},{"$error":"#VALUE!"},{"$error":"#VALUE!"},1,0,1,0,{"$f":"IF($F$34=$D$34,IF(AW223=1,Fall1Tzul(AX223,AY223,BJ223,Q223),0),IF(AW223=1,Fall1Tzul(AX223,AY223,BJ223,W223),0))","v":{"$error":"#VALUE!"}},{"$f":"IF($F$34=$D$34,IF(AW223=1,Fall1xzul(AX223,AY223,BL223,R223),0),IF(AW223=1,Fall1xzul(AX223,AY223,BL223,X223),0))","v":{"$error":"#VALUE!"}},{"$f":"IF($F$34=$D$34,IF(AW223=2,Fall2Tzul(AX223, AZ223, BJ223,Q223, Z223),0),IF(AW223=2,Fall2Tzul(AX223, AZ223, BJ223,W223, Z223),0))","v":{"$error":"#VALUE!"}},{"$f":"IF($F$34=$D$34,IF(AW223=2,Fall2xzul(AX223,AZ223,BL223,R223,AA223),0),IF(AW223=2,Fall2xzul(AX223,AZ223,BL223,X223,AA223),0))","v":{"$error":"#VALUE!"}},{"$error":"#VALUE!"},{"$error":"#VALUE!"},{"$error":"#VALUE!"},{"$error":"#VALUE!"},22,{"$error":"#VALUE!"},{"$f":"AbsFeuchte(BJ223,BK223,$N$17)","v":{"$error":"#VALUE!"}},{"$error":"#VALUE!"},{"$error":"#VALUE!"},{"$error":"#VALUE!"},{"$error":"#VALUE!"},{"$error":"#VALUE!"},24,{"$error":"#VALUE!"},{"$f":"AbsFeuchte(BR223,BS223,$N$17)","v":{"$error":"#VALUE!"}},{"$f":"IF($J$19=0,IF(E$11=$S$8,BR223+$N$16,BR223),IF(E$11=$S$8,BR223+$N$16+#REF!,BR223+$J$19))","v":24},{"$error":"#VALUE!"},{"$error":"#VALUE!"},{"$error":"#VALUE!"},{"$error":"#VALUE!"},{"$error":"#VALUE!"},0,0,{"$error":"#VALUE!"},{"$error":"#N/A"},{"$error":"#DIV/0!"},{"$error":"#DIV/0!"},{"$error":"#DIV/0!"},{"$error":"#VALUE!"},{"$error":"#VALUE!"},{"$error":"#DIV/0!"},{"$error":"#DIV/0!"},{"$error":"#VALUE!"},0,{"$error":"#VALUE!"},{"$error":"#VALUE!"},{"$error":"#N/A"},{"$error":"#N/A"},{"$error":"#N/A"},{"$error":"#N/A"},{"$error":"#N/A"},{"$error":"#N/A"},{"$error":"#N/A"},{"$error":"#DIV/0!"},{"$error":"#VALUE!"},22,{"$error":"#VALUE!"},11]
[12,{"$f":"Klimadaten!O42/168*L$74","v":{"$error":"#N/A"}},{"$f":"Klimadaten!Q42","v":{"$error":"#VALUE!"}},{"$f":"Klimadaten!N42","v":{"$error":"#N/A"}},{"$error":"#VALUE!"},0,null,10,12,12,0,12,{"$error":"#VALUE!"},{"$f":"(EnthalpieA(L224,M224,AB117)*$F$33)+((1-$F$33)*EnthalpieA(BU224,BW224,AB117))","v":{"$error":"#VALUE!"}},{"$f":"(EnthalpieA(L224,M224,AB117)*$F$32)+((1-$F$32)*EnthalpieA(BU224,BW224,AB117))","v":{"$error":"#VALUE!"}},{"$f":"1-IF(EnthalpieA(L224,M224,AB117)=S224,$F$33,(S224-EnthalpieA(BU224,BW224,AB117))/((EnthalpieA(L224,M224,AB117)-EnthalpieA(BU224,BW224,AB117))))","v":{"$error":"#VALUE!"}},{"$error":"#VALUE!"},{"$error":"#VALUE!"},{"$error":"#VALUE!"},12,12,0,12,{"$error":"#VALUE!"},{"$error":"#VALUE!"},9,{"$f":"IF($F$34=$D$34,MIN(AbsFeuchte(Z224,100%,$N$17),R224),MIN(AbsFeuchte(Z224,100%,$N$17),X224))","v":{"$error":"#VALUE!"}},{"$error":"#VALUE!"},9,0,9.0540000000000003,9,{"$error":"#VALUE!"},{"$error":"#VALUE!"},{"$error":"#VALUE!"},{"$error":"#VALUE!"},12,{"$error":"#VALUE!"},{"$error":"#VALUE!"},{"$error":"#VALUE!"},{"$error":"#VALUE!"},{"$error":"#VALUE!"},{"$error":"#VALUE!"},{"$error":"#VALUE!"},{"$error":"#VALUE!"},{"$error":"#VALUE!"},{"$error":"#VALUE!"},{"$error":"#VALUE!"},{"$error":"#VALUE!"},1,0,1,0,{"$f":"IF($F$34=$D$34,IF(AW224=1,Fall1Tzul(AX224,AY224,BJ224,Q224),0),IF(AW224=1,Fall1Tzul(AX224,AY224,BJ224,W224),0))","v":{"$error":"#VALUE!"}},{"$f":"IF($F$34=$D$34,IF(AW224=1,Fall1xzul(AX224,AY224,BL224,R224),0),IF(AW224=1,Fall1xzul(AX224,AY224,BL224,X224),0))","v":{"$error":"#VALUE!"}},{"$f":"IF($F$34=$D$34,IF(AW224=2,Fall2Tzul(AX224, AZ224, BJ224,Q224, Z224),0),IF(AW224=2,Fall2Tzul(AX224, AZ224, BJ224,W224, Z224),0))","v":{"$error":"#VALUE!"}},{"$f":"IF($F$34=$D$34,IF(AW224=2,Fall2xzul(AX224,AZ224,BL224,R224,AA224),0),IF(AW224=2,Fall2xzul(AX224,AZ224,BL224,X224,AA224),0))","v":{"$error":"#VALUE!"}},{"$error":"#VALUE!"},{"$error":"#VALUE!"},{"$error":"#VALUE!"},{"$error":"#VALUE!"},22,{"$error":"#VALUE!"},{"$f":"AbsFeuchte(BJ224,BK224,$N$17)","v":{"$error":"#VALUE!"}},{"$error":"#VALUE!"},{"$error":"#VALUE!"},{"$error":"#VALUE!"},{"$error":"#VALUE!"},{"$error":"#VALUE!"},24,{"$error":"#VALUE!"},{"$f":"AbsFeuchte(BR224,BS224,$N$17)","v":{"$error":"#VALUE!"}},{"$f":"IF($J$19=0,IF(E$11=$S$8,BR224+$N$16,BR224),IF(E$11=$S$8,BR224+$N$16+#REF!,BR224+$J$19))","v":24},{"$error":"#VALUE!"},{"$error":"#VALUE!"},{"$error":"#VALUE!"},{"$error":"#VALUE!"},{"$error":"#VALUE!"},0,0,{"$error":"#VALUE!"},{"$error":"#N/A"},{"$error":"#DIV/0!"},{"$error":"#DIV/0!"},{"$error":"#DIV/0!"},{"$error":"#VALUE!"},{"$error":"#VALUE!"},{"$error":"#DIV/0!"},{"$error":"#DIV/0!"},{"$error":"#VALUE!"},0,{"$error":"#VALUE!"},{"$error":"#VALUE!"},{"$error":"#N/A"},{"$error":"#N/A"},{"$error":"#N/A"},{"$error":"#N/A"},{"$error":"#N/A"},{"$error":"#N/A"},{"$error":"#N/A"},{"$error":"#DIV/0!"},{"$error":"#VALUE!"},22,{"$error":"#VALUE!"},12]
[13,{"$f":"Klimadaten!O43/168*L$74","v":{"$error":"#N/A"}},{"$f":"Klimadaten!Q43","v":{"$error":"#VALUE!"}},{"$f":"Klimadaten!N43","v":{"$error":"#N/A"}},{"$error":"#VALUE!"},0,null,9,13,13,0,13,{"$error":"#VALUE!"},{"$f":"(EnthalpieA(L225,M225,AB118)*$F$33)+((1-$F$33)*EnthalpieA(BU225,BW225,AB118))","v":{"$error":"#VALUE!"}},{"$f":"(EnthalpieA(L225,M225,AB118)*$F$32)+((1-$F$32)*EnthalpieA(BU225,BW225,AB118))","v":{"$error":"#VALUE!"}},{"$f":"1-IF(EnthalpieA(L225,M225,AB118)=S225,$F$33,(S225-EnthalpieA(BU225,BW225,AB118))/((EnthalpieA(L225,M225,AB118)-EnthalpieA(BU225,BW225,AB118))))","v":{"$error":"#VALUE!"}},{"$error":"#VALUE!"},{"$error":"#VALUE!"},{"$error":"#VALUE!"},13,13,0,13,{"$error":"#VALUE!"},{"$error":"#VALUE!"},9,{"$f":"IF($F$34=$D$34,MIN(AbsFeuchte(Z225,100%,$N$17),R225),MIN(AbsFeuchte(Z225,100%,$N$17),X225))","v":{"$error":"#VALUE!"}},{"$error":"#VALUE!"},9,0,9.0540000000000003,9,{"$error":"#VALUE!"},{"$error":"#VALUE!"},{"$error":"#VALUE!"},{"$error":"#VALUE!"},13,{"$error":"#VALUE!"},{"$error":"#VALUE!"},{"$error":"#VALUE!"},{"$error":"#VALUE!"},{"$error":"#VALUE!"},{"$error":"#VALUE!"},{"$error":"#VALUE!"},{"$error":"#VALUE!"},{"$error":"#VALUE!"},{"$error":"#VALUE!"},{"$error":"#VALUE!"},{"$error":"#VALUE!"},1,0,1,0,{"$f":"IF($F$34=$D$34,IF(AW225=1,Fall1Tzul(AX225,AY225,BJ225,Q225),0),IF(AW225=1,Fall1Tzul(AX225,AY225,BJ225,W225),0))","v":{"$error":"#VALUE!"}},{"$f":"IF($F$34=$D$34,IF(AW225=1,Fall1xzul(AX225,AY225,BL225,R225),0),IF(AW225=1,Fall1xzul(AX225,AY225,BL225,X225),0))","v":{"$error":"#VALUE!"}},{"$f":"IF($F$34=$D$34,IF(AW225=2,Fall2Tzul(AX225, AZ225, BJ225,Q225, Z225),0),IF(AW225=2,Fall2Tzul(AX225, AZ225, BJ225,W225, Z225),0))","v":{"$error":"#VALUE!"}},{"$f":"IF($F$34=$D$34,IF(AW225=2,Fall2xzul(AX225,AZ225,BL225,R225,AA225),0),IF(AW225=2,Fall2xzul(AX225,AZ225,BL225,X225,AA225),0))","v":{"$error":"#VALUE!"}},{"$error":"#VALUE!"},{"$error":"#VALUE!"},{"$error":"#VALUE!"},{"$error":"#VALUE!"},22,{"$error":"#VALUE!"},{"$f":"AbsFeuchte(BJ225,BK225,$N$17)","v":{"$error":"#VALUE!"}},{"$error":"#VALUE!"},{"$error":"#VALUE!"},{"$error":"#VALUE!"},{"$error":"#VALUE!"},{"$error":"#VALUE!"},24,{"$error":"#VALUE!"},{"$f":"AbsFeuchte(BR225,BS225,$N$17)","v":{"$error":"#VALUE!"}},{"$f":"IF($J$19=0,IF(E$11=$S$8,BR225+$N$16,BR225),IF(E$11=$S$8,BR225+$N$16+#REF!,BR225+$J$19))","v":24},{"$error":"#VALUE!"},{"$error":"#VALUE!"},{"$error":"#VALUE!"},{"$error":"#VALUE!"},{"$error":"#VALUE!"},0,0,{"$error":"#VALUE!"},{"$error":"#N/A"},{"$error":"#DIV/0!"},{"$error":"#DIV/0!"},{"$error":"#DIV/0!"},{"$error":"#VALUE!"},{"$error":"#VALUE!"},{"$error":"#DIV/0!"},{"$error":"#DIV/0!"},{"$error":"#VALUE!"},0,{"$error":"#VALUE!"},{"$error":"#VALUE!"},{"$error":"#N/A"},{"$error":"#N/A"},{"$error":"#N/A"},{"$error":"#N/A"},{"$error":"#N/A"},{"$error":"#N/A"},{"$error":"#N/A"},{"$error":"#DIV/0!"},{"$error":"#VALUE!"},22,{"$error":"#VALUE!"},13]
[14,{"$f":"Klimadaten!O44/168*L$74","v":{"$error":"#N/A"}},{"$f":"Klimadaten!Q44","v":{"$error":"#VALUE!"}},{"$f":"Klimadaten!N44","v":{"$error":"#N/A"}},{"$error":"#VALUE!"},0,null,8,14,14,0,14,{"$error":"#VALUE!"},{"$f":"(EnthalpieA(L226,M226,AB120)*$F$33)+((1-$F$33)*EnthalpieA(BU226,BW226,AB120))","v":{"$error":"#VALUE!"}},{"$f":"(EnthalpieA(L226,M226,AB120)*$F$32)+((1-$F$32)*EnthalpieA(BU226,BW226,AB120))","v":{"$error":"#VALUE!"}},{"$f":"1-IF(EnthalpieA(L226,M226,AB120)=S226,$F$33,(S226-EnthalpieA(BU226,BW226,AB120))/((EnthalpieA(L226,M226,AB120)-EnthalpieA(BU226,BW226,AB120))))","v":{"$error":"#VALUE!"}},{"$error":"#VALUE!"},{"$error":"#VALUE!"},{"$error":"#VALUE!"},14,14,0,14,{"$error":"#VALUE!"},{"$error":"#VALUE!"},9,{"$f":"IF($F$34=$D$34,MIN(AbsFeuchte(Z226,100%,$N$17),R226),MIN(AbsFeuchte(Z226,100%,$N$17),X226))","v":{"$error":"#VALUE!"}},{"$error":"#VALUE!"},9,0,9.0540000000000003,9,{"$error":"#VALUE!"},{"$error":"#VALUE!"},{"$error":"#VALUE!"},{"$error":"#VALUE!"},14,{"$error":"#VALUE!"},{"$error":"#VALUE!"},{"$error":"#VALUE!"},{"$error":"#VALUE!"},{"$error":"#VALUE!"},{"$error":"#VALUE!"},{"$error":"#VALUE!"},{"$error":"#VALUE!"},{"$error":"#VALUE!"},{"$error":"#VALUE!"},{"$error":"#VALUE!"},{"$error":"#VALUE!"},1,0,1,0,{"$f":"IF($F$34=$D$34,IF(AW226=1,Fall1Tzul(AX226,AY226,BJ226,Q226),0),IF(AW226=1,Fall1Tzul(AX226,AY226,BJ226,W226),0))","v":{"$error":"#VALUE!"}},{"$f":"IF($F$34=$D$34,IF(AW226=1,Fall1xzul(AX226,AY226,BL226,R226),0),IF(AW226=1,Fall1xzul(AX226,AY226,BL226,X226),0))","v":{"$error":"#VALUE!"}},{"$f":"IF($F$34=$D$34,IF(AW226=2,Fall2Tzul(AX226, AZ226, BJ226,Q226, Z226),0),IF(AW226=2,Fall2Tzul(AX226, AZ226, BJ226,W226, Z226),0))","v":{"$error":"#VALUE!"}},{"$f":"IF($F$34=$D$34,IF(AW226=2,Fall2xzul(AX226,AZ226,BL226,R226,AA226),0),IF(AW226=2,Fall2xzul(AX226,AZ226,BL226,X226,AA226),0))","v":{"$error":"#VALUE!"}},{"$error":"#VALUE!"},{"$error":"#VALUE!"},{"$error":"#VALUE!"},{"$error":"#VALUE!"},22,{"$error":"#VALUE!"},{"$f":"AbsFeuchte(BJ226,BK226,$N$17)","v":{"$error":"#VALUE!"}},{"$error":"#VALUE!"},{"$error":"#VALUE!"},{"$error":"#VALUE!"},{"$error":"#VALUE!"},{"$error":"#VALUE!"},24,{"$error":"#VALUE!"},{"$f":"AbsFeuchte(BR226,BS226,$N$17)","v":{"$error":"#VALUE!"}},{"$f":"IF($J$19=0,IF(E$11=$S$8,BR226+$N$16,BR226),IF(E$11=$S$8,BR226+$N$16+#REF!,BR226+$J$19))","v":24},{"$error":"#VALUE!"},{"$error":"#VALUE!"},{"$error":"#VALUE!"},{"$error":"#VALUE!"},{"$error":"#VALUE!"},0,0,{"$error":"#VALUE!"},{"$error":"#N/A"},{"$error":"#DIV/0!"},{"$error":"#DIV/0!"},{"$error":"#DIV/0!"},{"$error":"#VALUE!"},{"$error":"#VALUE!"},{"$error":"#DIV/0!"},{"$error":"#DIV/0!"},{"$error":"#VALUE!"},0,{"$error":"#VALUE!"},{"$error":"#VALUE!"},{"$error":"#N/A"},{"$error":"#N/A"},{"$error":"#N/A"},{"$error":"#N/A"},{"$error":"#N/A"},{"$error":"#N/A"},{"$error":"#N/A"},{"$error":"#DIV/0!"},{"$error":"#VALUE!"},22,{"$error":"#VALUE!"},14]
[15,{"$f":"Klimadaten!O45/168*L$74","v":{"$error":"#N/A"}},{"$f":"Klimadaten!Q45","v":{"$error":"#VALUE!"}},{"$f":"Klimadaten!N45","v":{"$error":"#N/A"}},{"$error":"#VALUE!"},0,null,7,15,15,0,15,{"$error":"#VALUE!"},{"$error":"#VALUE!"},{"$error":"#VALUE!"},{"$error":"#VALUE!"},{"$error":"#VALUE!"},{"$error":"#VALUE!"},{"$error":"#VALUE!"},15,15,0,15,{"$error":"#VALUE!"},{"$error":"#VALUE!"},9,{"$f":"IF($F$34=$D$34,MIN(AbsFeuchte(Z227,100%,$N$17),R227),MIN(AbsFeuchte(Z227,100%,$N$17),X227))","v":{"$error":"#VALUE!"}},{"$error":"#VALUE!"},9,0,9.0540000000000003,9,{"$error":"#VALUE!"},{"$error":"#VALUE!"},{"$error":"#VALUE!"},{"$error":"#VALUE!"},15,{"$error":"#VALUE!"},{"$error":"#VALUE!"},{"$error":"#VALUE!"},{"$error":"#VALUE!"},{"$error":"#VALUE!"},{"$error":"#VALUE!"},{"$error":"#VALUE!"},{"$error":"#VALUE!"},{"$error":"#VALUE!"},{"$error":"#VALUE!"},{"$error":"#VALUE!"},{"$error":"#VALUE!"},1,0,1,0,{"$f":"IF($F$34=$D$34,IF(AW227=1,Fall1Tzul(AX227,AY227,BJ227,Q227),0),IF(AW227=1,Fall1Tzul(AX227,AY227,BJ227,W227),0))","v":{"$error":"#VALUE!"}},{"$f":"IF($F$34=$D$34,IF(AW227=1,Fall1xzul(AX227,AY227,BL227,R227),0),IF(AW227=1,Fall1xzul(AX227,AY227,BL227,X227),0))","v":{"$error":"#VALUE!"}},{"$f":"IF($F$34=$D$34,IF(AW227=2,Fall2Tzul(AX227, AZ227, BJ227,Q227, Z227),0),IF(AW227=2,Fall2Tzul(AX227, AZ227, BJ227,W227, Z227),0))","v":{"$error":"#VALUE!"}},{"$f":"IF($F$34=$D$34,IF(AW227=2,Fall2xzul(AX227,AZ227,BL227,R227,AA227),0),IF(AW227=2,Fall2xzul(AX227,AZ227,BL227,X227,AA227),0))","v":{"$error":"#VALUE!"}},{"$error":"#VALUE!"},{"$error":"#VALUE!"},{"$error":"#VALUE!"},{"$error":"#VALUE!"},22,{"$error":"#VALUE!"},{"$f":"AbsFeuchte(BJ227,BK227,$N$17)","v":{"$error":"#VALUE!"}},{"$error":"#VALUE!"},{"$error":"#VALUE!"},{"$error":"#VALUE!"},{"$error":"#VALUE!"},{"$error":"#VALUE!"},24,{"$error":"#VALUE!"},{"$f":"AbsFeuchte(BR227,BS227,$N$17)","v":{"$error":"#VALUE!"}},{"$f":"IF($J$19=0,IF(E$11=$S$8,BR227+$N$16,BR227),IF(E$11=$S$8,BR227+$N$16+#REF!,BR227+$J$19))","v":24},{"$error":"#VALUE!"},{"$error":"#VALUE!"},{"$error":"#VALUE!"},{"$error":"#VALUE!"},{"$error":"#VALUE!"},0,0,{"$error":"#VALUE!"},{"$error":"#N/A"},{"$error":"#DIV/0!"},{"$error":"#DIV/0!"},{"$error":"#DIV/0!"},{"$error":"#VALUE!"},{"$error":"#VALUE!"},{"$error":"#DIV/0!"},{"$error":"#DIV/0!"},{"$error":"#VALUE!"},0,{"$error":"#VALUE!"},{"$error":"#VALUE!"},{"$error":"#N/A"},{"$error":"#N/A"},{"$error":"#N/A"},{"$error":"#N/A"},{"$error":"#N/A"},{"$error":"#N/A"},{"$error":"#N/A"},{"$error":"#DIV/0!"},{"$error":"#VALUE!"},22,{"$error":"#VALUE!"},15]
[16,{"$f":"Klimadaten!O46/168*L$74","v":{"$error":"#N/A"}},{"$f":"Klimadaten!Q46","v":{"$error":"#VALUE!"}},{"$f":"Klimadaten!N46","v":{"$error":"#N/A"}},{"$error":"#VALUE!"},0,null,6,16,16,0,16,{"$error":"#VALUE!"},{"$error":"#VALUE!"},{"$error":"#VALUE!"},{"$error":"#VALUE!"},{"$error":"#VALUE!"},{"$error":"#VALUE!"},{"$error":"#VALUE!"},16,16,0,16,{"$error":"#VALUE!"},{"$error":"#VALUE!"},9,{"$f":"IF($F$34=$D$34,MIN(AbsFeuchte(Z228,100%,$N$17),R228),MIN(AbsFeuchte(Z228,100%,$N$17),X228))","v":{"$error":"#VALUE!"}},{"$error":"#VALUE!"},9,0,9.0540000000000003,9,{"$error":"#VALUE!"},{"$error":"#VALUE!"},{"$error":"#VALUE!"},{"$error":"#VALUE!"},16,{"$error":"#VALUE!"},{"$error":"#VALUE!"},{"$error":"#VALUE!"},{"$error":"#VALUE!"},{"$error":"#VALUE!"},{"$error":"#VALUE!"},{"$error":"#VALUE!"},{"$error":"#VALUE!"},{"$error":"#VALUE!"},{"$error":"#VALUE!"},{"$error":"#VALUE!"},{"$error":"#VALUE!"},1,0,1,0,{"$f":"IF($F$34=$D$34,IF(AW228=1,Fall1Tzul(AX228,AY228,BJ228,Q228),0),IF(AW228=1,Fall1Tzul(AX228,AY228,BJ228,W228),0))","v":{"$error":"#VALUE!"}},{"$f":"IF($F$34=$D$34,IF(AW228=1,Fall1xzul(AX228,AY228,BL228,R228),0),IF(AW228=1,Fall1xzul(AX228,AY228,BL228,X228),0))","v":{"$error":"#VALUE!"}},{"$f":"IF($F$34=$D$34,IF(AW228=2,Fall2Tzul(AX228, AZ228, BJ228,Q228, Z228),0),IF(AW228=2,Fall2Tzul(AX228, AZ228, BJ228,W228, Z228),0))","v":{"$error":"#VALUE!"}},{"$f":"IF($F$34=$D$34,IF(AW228=2,Fall2xzul(AX228,AZ228,BL228,R228,AA228),0),IF(AW228=2,Fall2xzul(AX228,AZ228,BL228,X228,AA228),0))","v":{"$error":"#VALUE!"}},{"$error":"#VALUE!"},{"$error":"#VALUE!"},{"$error":"#VALUE!"},{"$error":"#VALUE!"},22,{"$error":"#VALUE!"},{"$f":"AbsFeuchte(BJ228,BK228,$N$17)","v":{"$error":"#VALUE!"}},{"$error":"#VALUE!"},{"$error":"#VALUE!"},{"$error":"#VALUE!"},{"$error":"#VALUE!"},{"$error":"#VALUE!"},24,{"$error":"#VALUE!"},{"$f":"AbsFeuchte(BR228,BS228,$N$17)","v":{"$error":"#VALUE!"}},{"$f":"IF($J$19=0,IF(E$11=$S$8,BR228+$N$16,BR228),IF(E$11=$S$8,BR228+$N$16+#REF!,BR228+$J$19))","v":24},{"$error":"#VALUE!"},{"$error":"#VALUE!"},{"$error":"#VALUE!"},{"$error":"#VALUE!"},{"$error":"#VALUE!"},0,0,{"$error":"#VALUE!"},{"$error":"#N/A"},{"$error":"#DIV/0!"},{"$error":"#DIV/0!"},{"$error":"#DIV/0!"},{"$error":"#VALUE!"},{"$error":"#VALUE!"},{"$error":"#DIV/0!"},{"$error":"#DIV/0!"},{"$error":"#VALUE!"},0,{"$error":"#VALUE!"},{"$error":"#VALUE!"},{"$error":"#N/A"},{"$error":"#N/A"},{"$error":"#N/A"},{"$error":"#N/A"},{"$error":"#N/A"},{"$error":"#N/A"},{"$error":"#N/A"},{"$error":"#DIV/0!"},{"$error":"#VALUE!"},22,{"$error":"#VALUE!"},16]
[17,{"$f":"Klimadaten!O47/168*L$74","v":{"$error":"#N/A"}},{"$f":"Klimadaten!Q47","v":{"$error":"#VALUE!"}},{"$f":"Klimadaten!N47","v":{"$error":"#N/A"}},{"$error":"#VALUE!"},0,null,5,17,17,0,17,{"$error":"#VALUE!"},{"$error":"#VALUE!"},{"$error":"#VALUE!"},{"$error":"#VALUE!"},{"$error":"#VALUE!"},{"$error":"#VALUE!"},{"$error":"#VALUE!"},17,17,0,17,{"$error":"#VALUE!"},{"$error":"#VALUE!"},9,{"$f":"IF($F$34=$D$34,MIN(AbsFeuchte(Z229,100%,$N$17),R229),MIN(AbsFeuchte(Z229,100%,$N$17),X229))","v":{"$error":"#VALUE!"}},{"$error":"#VALUE!"},9,0,9.0540000000000003,9,{"$error":"#VALUE!"},{"$error":"#VALUE!"},{"$error":"#VALUE!"},{"$error":"#VALUE!"},17,{"$error":"#VALUE!"},{"$error":"#VALUE!"},{"$error":"#VALUE!"},{"$error":"#VALUE!"},{"$error":"#VALUE!"},{"$error":"#VALUE!"},{"$error":"#VALUE!"},{"$error":"#VALUE!"},{"$error":"#VALUE!"},{"$error":"#VALUE!"},{"$error":"#VALUE!"},{"$error":"#VALUE!"},1,0,1,0,{"$f":"IF($F$34=$D$34,IF(AW229=1,Fall1Tzul(AX229,AY229,BJ229,Q229),0),IF(AW229=1,Fall1Tzul(AX229,AY229,BJ229,W229),0))","v":{"$error":"#VALUE!"}},{"$f":"IF($F$34=$D$34,IF(AW229=1,Fall1xzul(AX229,AY229,BL229,R229),0),IF(AW229=1,Fall1xzul(AX229,AY229,BL229,X229),0))","v":{"$error":"#VALUE!"}},{"$f":"IF($F$34=$D$34,IF(AW229=2,Fall2Tzul(AX229, AZ229, BJ229,Q229, Z229),0),IF(AW229=2,Fall2Tzul(AX229, AZ229, BJ229,W229, Z229),0))","v":{"$error":"#VALUE!"}},{"$f":"IF($F$34=$D$34,IF(AW229=2,Fall2xzul(AX229,AZ229,BL229,R229,AA229),0),IF(AW229=2,Fall2xzul(AX229,AZ229,BL229,X229,AA229),0))","v":{"$error":"#VALUE!"}},{"$error":"#VALUE!"},{"$error":"#VALUE!"},{"$error":"#VALUE!"},{"$error":"#VALUE!"},22,{"$error":"#VALUE!"},{"$f":"AbsFeuchte(BJ229,BK229,$N$17)","v":{"$error":"#VALUE!"}},{"$error":"#VALUE!"},{"$error":"#VALUE!"},{"$error":"#VALUE!"},{"$error":"#VALUE!"},{"$error":"#VALUE!"},24,{"$error":"#VALUE!"},{"$f":"AbsFeuchte(BR229,BS229,$N$17)","v":{"$error":"#VALUE!"}},{"$f":"IF($J$19=0,IF(E$11=$S$8,BR229+$N$16,BR229),IF(E$11=$S$8,BR229+$N$16+#REF!,BR229+$J$19))","v":24},{"$error":"#VALUE!"},{"$error":"#VALUE!"},{"$error":"#VALUE!"},{"$error":"#VALUE!"},{"$error":"#VALUE!"},0,0,{"$error":"#VALUE!"},{"$error":"#N/A"},{"$error":"#DIV/0!"},{"$error":"#DIV/0!"},{"$error":"#DIV/0!"},{"$error":"#VALUE!"},{"$error":"#VALUE!"},{"$error":"#DIV/0!"},{"$error":"#DIV/0!"},{"$error":"#VALUE!"},0,{"$error":"#VALUE!"},{"$error":"#VALUE!"},{"$error":"#N/A"},{"$error":"#N/A"},{"$error":"#N/A"},{"$error":"#N/A"},{"$error":"#N/A"},{"$error":"#N/A"},{"$error":"#N/A"},{"$error":"#DIV/0!"},{"$error":"#VALUE!"},22,{"$error":"#VALUE!"},17]
[18,{"$f":"Klimadaten!O48/168*L$74","v":{"$error":"#N/A"}},{"$f":"Klimadaten!Q48","v":{"$error":"#VALUE!"}},{"$f":"Klimadaten!N48","v":{"$error":"#N/A"}},{"$error":"#VALUE!"},0,null,4,18,18,0,18,{"$error":"#VALUE!"},{"$error":"#VALUE!"},{"$error":"#VALUE!"},{"$error":"#VALUE!"},{"$error":"#VALUE!"},{"$error":"#VALUE!"},{"$error":"#VALUE!"},18,18,0,18,{"$error":"#VALUE!"},{"$error":"#VALUE!"},9,{"$f":"IF($F$34=$D$34,MIN(AbsFeuchte(Z230,100%,$N$17),R230),MIN(AbsFeuchte(Z230,100%,$N$17),X230))","v":{"$error":"#VALUE!"}},{"$error":"#VALUE!"},9,0,9.0540000000000003,9,{"$error":"#VALUE!"},{"$error":"#VALUE!"},{"$error":"#VALUE!"},{"$error":"#VALUE!"},18,{"$error":"#VALUE!"},{"$error":"#VALUE!"},{"$error":"#VALUE!"},{"$error":"#VALUE!"},{"$error":"#VALUE!"},{"$error":"#VALUE!"},{"$error":"#VALUE!"},{"$error":"#VALUE!"},{"$error":"#VALUE!"},{"$error":"#VALUE!"},{"$error":"#VALUE!"},{"$error":"#VALUE!"},1,0,1,0,{"$f":"IF($F$34=$D$34,IF(AW230=1,Fall1Tzul(AX230,AY230,BJ230,Q230),0),IF(AW230=1,Fall1Tzul(AX230,AY230,BJ230,W230),0))","v":{"$error":"#VALUE!"}},{"$f":"IF($F$34=$D$34,IF(AW230=1,Fall1xzul(AX230,AY230,BL230,R230),0),IF(AW230=1,Fall1xzul(AX230,AY230,BL230,X230),0))","v":{"$error":"#VALUE!"}},{"$f":"IF($F$34=$D$34,IF(AW230=2,Fall2Tzul(AX230, AZ230, BJ230,Q230, Z230),0),IF(AW230=2,Fall2Tzul(AX230, AZ230, BJ230,W230, Z230),0))","v":{"$error":"#VALUE!"}},{"$f":"IF($F$34=$D$34,IF(AW230=2,Fall2xzul(AX230,AZ230,BL230,R230,AA230),0),IF(AW230=2,Fall2xzul(AX230,AZ230,BL230,X230,AA230),0))","v":{"$error":"#VALUE!"}},{"$error":"#VALUE!"},{"$error":"#VALUE!"},{"$error":"#VALUE!"},{"$error":"#VALUE!"},22,{"$error":"#VALUE!"},{"$f":"AbsFeuchte(BJ230,BK230,$N$17)","v":{"$error":"#VALUE!"}},{"$error":"#VALUE!"},{"$error":"#VALUE!"},{"$error":"#VALUE!"},{"$error":"#VALUE!"},{"$error":"#VALUE!"},24,{"$error":"#VALUE!"},{"$f":"AbsFeuchte(BR230,BS230,$N$17)","v":{"$error":"#VALUE!"}},{"$f":"IF($J$19=0,IF(E$11=$S$8,BR230+$N$16,BR230),IF(E$11=$S$8,BR230+$N$16+#REF!,BR230+$J$19))","v":24},{"$error":"#VALUE!"},{"$error":"#VALUE!"},{"$error":"#VALUE!"},{"$error":"#VALUE!"},{"$error":"#VALUE!"},0,0,{"$error":"#VALUE!"},{"$error":"#N/A"},{"$error":"#DIV/0!"},{"$error":"#DIV/0!"},{"$error":"#DIV/0!"},{"$error":"#VALUE!"},{"$error":"#VALUE!"},{"$error":"#DIV/0!"},{"$error":"#DIV/0!"},{"$error":"#VALUE!"},0,{"$error":"#VALUE!"},{"$error":"#VALUE!"},{"$error":"#N/A"},{"$error":"#N/A"},{"$error":"#N/A"},{"$error":"#N/A"},{"$error":"#N/A"},{"$error":"#N/A"},{"$error":"#N/A"},{"$error":"#DIV/0!"},{"$error":"#VALUE!"},22,{"$error":"#VALUE!"},18]
[19,{"$f":"Klimadaten!O49/168*L$74","v":{"$error":"#N/A"}},{"$f":"Klimadaten!Q49","v":{"$error":"#VALUE!"}},{"$f":"Klimadaten!N49","v":{"$error":"#N/A"}},{"$error":"#VALUE!"},0,null,3,19,19,0,19,{"$error":"#VALUE!"},{"$error":"#VALUE!"},{"$error":"#VALUE!"},{"$error":"#VALUE!"},{"$error":"#VALUE!"},{"$error":"#VALUE!"},{"$error":"#VALUE!"},19,19,0,19,{"$error":"#VALUE!"},{"$error":"#VALUE!"},9,{"$f":"IF($F$34=$D$34,MIN(AbsFeuchte(Z231,100%,$N$17),R231),MIN(AbsFeuchte(Z231,100%,$N$17),X231))","v":{"$error":"#VALUE!"}},{"$error":"#VALUE!"},9,0,9.0540000000000003,9,{"$error":"#VALUE!"},{"$error":"#VALUE!"},{"$error":"#VALUE!"},{"$error":"#VALUE!"},19,{"$error":"#VALUE!"},{"$error":"#VALUE!"},{"$error":"#VALUE!"},{"$error":"#VALUE!"},{"$error":"#VALUE!"},{"$error":"#VALUE!"},{"$error":"#VALUE!"},{"$error":"#VALUE!"},{"$error":"#VALUE!"},{"$error":"#VALUE!"},{"$error":"#VALUE!"},{"$error":"#VALUE!"},1,0,1,0,{"$f":"IF($F$34=$D$34,IF(AW231=1,Fall1Tzul(AX231,AY231,BJ231,Q231),0),IF(AW231=1,Fall1Tzul(AX231,AY231,BJ231,W231),0))","v":{"$error":"#VALUE!"}},{"$f":"IF($F$34=$D$34,IF(AW231=1,Fall1xzul(AX231,AY231,BL231,R231),0),IF(AW231=1,Fall1xzul(AX231,AY231,BL231,X231),0))","v":{"$error":"#VALUE!"}},{"$f":"IF($F$34=$D$34,IF(AW231=2,Fall2Tzul(AX231, AZ231, BJ231,Q231, Z231),0),IF(AW231=2,Fall2Tzul(AX231, AZ231, BJ231,W231, Z231),0))","v":{"$error":"#VALUE!"}},{"$f":"IF($F$34=$D$34,IF(AW231=2,Fall2xzul(AX231,AZ231,BL231,R231,AA231),0),IF(AW231=2,Fall2xzul(AX231,AZ231,BL231,X231,AA231),0))","v":{"$error":"#VALUE!"}},{"$error":"#VALUE!"},{"$error":"#VALUE!"},{"$error":"#VALUE!"},{"$error":"#VALUE!"},22,{"$error":"#VALUE!"},{"$f":"AbsFeuchte(BJ231,BK231,$N$17)","v":{"$error":"#VALUE!"}},{"$error":"#VALUE!"},{"$error":"#VALUE!"},{"$error":"#VALUE!"},{"$error":"#VALUE!"},{"$error":"#VALUE!"},24,{"$error":"#VALUE!"},{"$f":"AbsFeuchte(BR231,BS231,$N$17)","v":{"$error":"#VALUE!"}},{"$f":"IF($J$19=0,IF(E$11=$S$8,BR231+$N$16,BR231),IF(E$11=$S$8,BR231+$N$16+#REF!,BR231+$J$19))","v":24},{"$error":"#VALUE!"},{"$error":"#VALUE!"},{"$error":"#VALUE!"},{"$error":"#VALUE!"},{"$error":"#VALUE!"},0,0,{"$error":"#VALUE!"},{"$error":"#N/A"},{"$error":"#DIV/0!"},{"$error":"#DIV/0!"},{"$error":"#DIV/0!"},{"$error":"#VALUE!"},{"$error":"#VALUE!"},{"$error":"#DIV/0!"},{"$error":"#DIV/0!"},{"$error":"#VALUE!"},0,{"$error":"#VALUE!"},{"$error":"#VALUE!"},{"$error":"#N/A"},{"$error":"#N/A"},{"$error":"#N/A"},{"$error":"#N/A"},{"$error":"#N/A"},{"$error":"#N/A"},{"$error":"#N/A"},{"$error":"#DIV/0!"},{"$error":"#VALUE!"},22,{"$error":"#VALUE!"},19]
[20,{"$f":"Klimadaten!O50/168*L$74","v":{"$error":"#N/A"}},{"$f":"Klimadaten!Q50","v":{"$error":"#VALUE!"}},{"$f":"Klimadaten!N50","v":{"$error":"#N/A"}},{"$error":"#VALUE!"},0,null,2,20,20,0,20,{"$error":"#VALUE!"},{"$error":"#VALUE!"},{"$error":"#VALUE!"},{"$error":"#VALUE!"},{"$error":"#VALUE!"},{"$error":"#VALUE!"},{"$error":"#VALUE!"},20,20,0,20,{"$error":"#VALUE!"},{"$error":"#VALUE!"},9,{"$f":"IF($F$34=$D$34,MIN(AbsFeuchte(Z232,100%,$N$17),R232),MIN(AbsFeuchte(Z232,100%,$N$17),X232))","v":{"$error":"#VALUE!"}},{"$error":"#VALUE!"},9,0,9.0540000000000003,9,{"$error":"#VALUE!"},{"$error":"#VALUE!"},{"$error":"#VALUE!"},{"$error":"#VALUE!"},20,{"$error":"#VALUE!"},{"$error":"#VALUE!"},{"$error":"#VALUE!"},{"$error":"#VALUE!"},{"$error":"#VALUE!"},{"$error":"#VALUE!"},{"$error":"#VALUE!"},{"$error":"#VALUE!"},{"$error":"#VALUE!"},{"$error":"#VALUE!"},{"$error":"#VALUE!"},{"$error":"#VALUE!"},1,0,1,0,{"$f":"IF($F$34=$D$34,IF(AW232=1,Fall1Tzul(AX232,AY232,BJ232,Q232),0),IF(AW232=1,Fall1Tzul(AX232,AY232,BJ232,W232),0))","v":{"$error":"#VALUE!"}},{"$f":"IF($F$34=$D$34,IF(AW232=1,Fall1xzul(AX232,AY232,BL232,R232),0),IF(AW232=1,Fall1xzul(AX232,AY232,BL232,X232),0))","v":{"$error":"#VALUE!"}},{"$f":"IF($F$34=$D$34,IF(AW232=2,Fall2Tzul(AX232, AZ232, BJ232,Q232, Z232),0),IF(AW232=2,Fall2Tzul(AX232, AZ232, BJ232,W232, Z232),0))","v":{"$error":"#VALUE!"}},{"$f":"IF($F$34=$D$34,IF(AW232=2,Fall2xzul(AX232,AZ232,BL232,R232,AA232),0),IF(AW232=2,Fall2xzul(AX232,AZ232,BL232,X232,AA232),0))","v":{"$error":"#VALUE!"}},{"$error":"#VALUE!"},{"$error":"#VALUE!"},{"$error":"#VALUE!"},{"$error":"#VALUE!"},22,{"$error":"#VALUE!"},{"$f":"AbsFeuchte(BJ232,BK232,$N$17)","v":{"$error":"#VALUE!"}},{"$error":"#VALUE!"},{"$error":"#VALUE!"},{"$error":"#VALUE!"},{"$error":"#VALUE!"},{"$error":"#VALUE!"},24,{"$error":"#VALUE!"},{"$f":"AbsFeuchte(BR232,BS232,$N$17)","v":{"$error":"#VALUE!"}},{"$f":"IF($J$19=0,IF(E$11=$S$8,BR232+$N$16,BR232),IF(E$11=$S$8,BR232+$N$16+#REF!,BR232+$J$19))","v":24},{"$error":"#VALUE!"},{"$error":"#VALUE!"},{"$error":"#VALUE!"},{"$error":"#VALUE!"},{"$error":"#VALUE!"},0,0,{"$error":"#VALUE!"},{"$error":"#N/A"},{"$error":"#DIV/0!"},{"$error":"#DIV/0!"},{"$error":"#DIV/0!"},{"$error":"#VALUE!"},{"$error":"#VALUE!"},{"$error":"#DIV/0!"},{"$error":"#DIV/0!"},{"$error":"#VALUE!"},0,{"$error":"#VALUE!"},{"$error":"#VALUE!"},{"$error":"#N/A"},{"$error":"#N/A"},{"$error":"#N/A"},{"$error":"#N/A"},{"$error":"#N/A"},{"$error":"#N/A"},{"$error":"#N/A"},{"$error":"#DIV/0!"},{"$error":"#VALUE!"},22,{"$error":"#VALUE!"},20]
[21,{"$f":"Klimadaten!O51/168*L$74","v":{"$error":"#N/A"}},{"$f":"Klimadaten!Q51","v":{"$error":"#VALUE!"}},{"$f":"Klimadaten!N51","v":{"$error":"#N/A"}},{"$error":"#VALUE!"},0,null,1,21,21,0,21,{"$error":"#VALUE!"},{"$error":"#VALUE!"},{"$error":"#VALUE!"},{"$error":"#VALUE!"},{"$error":"#VALUE!"},{"$error":"#VALUE!"},{"$error":"#VALUE!"},21,21,0,21,{"$error":"#VALUE!"},{"$error":"#VALUE!"},9,{"$f":"IF($F$34=$D$34,MIN(AbsFeuchte(Z233,100%,$N$17),R233),MIN(AbsFeuchte(Z233,100%,$N$17),X233))","v":{"$error":"#VALUE!"}},{"$error":"#VALUE!"},9,0,9.0540000000000003,9,{"$error":"#VALUE!"},{"$error":"#VALUE!"},{"$error":"#VALUE!"},{"$error":"#VALUE!"},21,{"$error":"#VALUE!"},{"$error":"#VALUE!"},{"$error":"#VALUE!"},{"$error":"#VALUE!"},{"$error":"#VALUE!"},{"$error":"#VALUE!"},{"$error":"#VALUE!"},{"$error":"#VALUE!"},{"$error":"#VALUE!"},{"$error":"#VALUE!"},{"$error":"#VALUE!"},{"$error":"#VALUE!"},1,0,1,0,{"$f":"IF($F$34=$D$34,IF(AW233=1,Fall1Tzul(AX233,AY233,BJ233,Q233),0),IF(AW233=1,Fall1Tzul(AX233,AY233,BJ233,W233),0))","v":{"$error":"#VALUE!"}},{"$f":"IF($F$34=$D$34,IF(AW233=1,Fall1xzul(AX233,AY233,BL233,R233),0),IF(AW233=1,Fall1xzul(AX233,AY233,BL233,X233),0))","v":{"$error":"#VALUE!"}},{"$f":"IF($F$34=$D$34,IF(AW233=2,Fall2Tzul(AX233, AZ233, BJ233,Q233, Z233),0),IF(AW233=2,Fall2Tzul(AX233, AZ233, BJ233,W233, Z233),0))","v":{"$error":"#VALUE!"}},{"$f":"IF($F$34=$D$34,IF(AW233=2,Fall2xzul(AX233,AZ233,BL233,R233,AA233),0),IF(AW233=2,Fall2xzul(AX233,AZ233,BL233,X233,AA233),0))","v":{"$error":"#VALUE!"}},{"$error":"#VALUE!"},{"$error":"#VALUE!"},{"$error":"#VALUE!"},{"$error":"#VALUE!"},22,{"$error":"#VALUE!"},{"$f":"AbsFeuchte(BJ233,BK233,$N$17)","v":{"$error":"#VALUE!"}},{"$error":"#VALUE!"},{"$error":"#VALUE!"},{"$error":"#VALUE!"},{"$error":"#VALUE!"},{"$error":"#VALUE!"},24,{"$error":"#VALUE!"},{"$f":"AbsFeuchte(BR233,BS233,$N$17)","v":{"$error":"#VALUE!"}},{"$f":"IF($J$19=0,IF(E$11=$S$8,BR233+$N$16,BR233),IF(E$11=$S$8,BR233+$N$16+#REF!,BR233+$J$19))","v":24},{"$error":"#VALUE!"},{"$error":"#VALUE!"},{"$error":"#VALUE!"},{"$error":"#VALUE!"},{"$error":"#VALUE!"},0,0,{"$error":"#VALUE!"},{"$error":"#N/A"},{"$error":"#DIV/0!"},{"$error":"#DIV/0!"},{"$error":"#DIV/0!"},{"$error":"#VALUE!"},{"$error":"#VALUE!"},{"$error":"#DIV/0!"},{"$error":"#DIV/0!"},{"$error":"#VALUE!"},0,{"$error":"#VALUE!"},{"$error":"#VALUE!"},{"$error":"#N/A"},{"$error":"#N/A"},{"$error":"#N/A"},{"$error":"#N/A"},{"$error":"#N/A"},{"$error":"#N/A"},{"$error":"#N/A"},{"$error":"#DIV/0!"},{"$error":"#VALUE!"},22,{"$error":"#VALUE!"},21]
[22,{"$f":"Klimadaten!O52/168*L$74","v":{"$error":"#N/A"}},{"$f":"Klimadaten!Q52","v":{"$error":"#VALUE!"}},{"$f":"Klimadaten!N52","v":{"$error":"#N/A"}},{"$error":"#VALUE!"},0,null,0,22,22,0,22,{"$error":"#VALUE!"},{"$error":"#VALUE!"},{"$error":"#VALUE!"},{"$error":"#VALUE!"},{"$error":"#VALUE!"},{"$error":"#VALUE!"},{"$error":"#VALUE!"},22,22,0,22,{"$error":"#VALUE!"},{"$error":"#VALUE!"},9,{"$f":"IF($F$34=$D$34,MIN(AbsFeuchte(Z234,100%,$N$17),R234),MIN(AbsFeuchte(Z234,100%,$N$17),X234))","v":{"$error":"#VALUE!"}},{"$error":"#VALUE!"},9,0,9.0540000000000003,9,{"$error":"#VALUE!"},{"$error":"#VALUE!"},{"$error":"#VALUE!"},{"$error":"#VALUE!"},22,{"$error":"#VALUE!"},{"$error":"#VALUE!"},{"$error":"#VALUE!"},{"$error":"#VALUE!"},{"$error":"#VALUE!"},{"$error":"#VALUE!"},{"$error":"#VALUE!"},{"$error":"#VALUE!"},{"$error":"#VALUE!"},{"$error":"#VALUE!"},{"$error":"#VALUE!"},{"$error":"#VALUE!"},1,0,1,0,{"$f":"IF($F$34=$D$34,IF(AW234=1,Fall1Tzul(AX234,AY234,BJ234,Q234),0),IF(AW234=1,Fall1Tzul(AX234,AY234,BJ234,W234),0))","v":{"$error":"#VALUE!"}},{"$f":"IF($F$34=$D$34,IF(AW234=1,Fall1xzul(AX234,AY234,BL234,R234),0),IF(AW234=1,Fall1xzul(AX234,AY234,BL234,X234),0))","v":{"$error":"#VALUE!"}},{"$f":"IF($F$34=$D$34,IF(AW234=2,Fall2Tzul(AX234, AZ234, BJ234,Q234, Z234),0),IF(AW234=2,Fall2Tzul(AX234, AZ234, BJ234,W234, Z234),0))","v":{"$error":"#VALUE!"}},{"$f":"IF($F$34=$D$34,IF(AW234=2,Fall2xzul(AX234,AZ234,BL234,R234,AA234),0),IF(AW234=2,Fall2xzul(AX234,AZ234,BL234,X234,AA234),0))","v":{"$error":"#VALUE!"}},{"$error":"#VALUE!"},{"$error":"#VALUE!"},{"$error":"#VALUE!"},{"$error":"#VALUE!"},22,{"$error":"#VALUE!"},{"$f":"AbsFeuchte(BJ234,BK234,$N$17)","v":{"$error":"#VALUE!"}},{"$error":"#VALUE!"},{"$error":"#VALUE!"},{"$error":"#VALUE!"},{"$error":"#VALUE!"},{"$error":"#VALUE!"},24,{"$error":"#VALUE!"},{"$f":"AbsFeuchte(BR234,BS234,$N$17)","v":{"$error":"#VALUE!"}},{"$f":"IF($J$19=0,IF(E$11=$S$8,BR234+$N$16,BR234),IF(E$11=$S$8,BR234+$N$16+#REF!,BR234+$J$19))","v":24},{"$error":"#VALUE!"},{"$error":"#VALUE!"},{"$error":"#VALUE!"},{"$error":"#VALUE!"},{"$error":"#VALUE!"},0,0,{"$error":"#VALUE!"},{"$error":"#N/A"},{"$error":"#DIV/0!"},{"$error":"#DIV/0!"},{"$error":"#DIV/0!"},{"$error":"#VALUE!"},{"$error":"#VALUE!"},{"$error":"#DIV/0!"},{"$error":"#DIV/0!"},{"$error":"#VALUE!"},0,{"$error":"#VALUE!"},{"$error":"#VALUE!"},{"$error":"#N/A"},{"$error":"#N/A"},{"$error":"#N/A"},{"$error":"#N/A"},{"$error":"#N/A"},{"$error":"#N/A"},{"$error":"#N/A"},{"$error":"#DIV/0!"},{"$error":"#VALUE!"},22,{"$error":"#VALUE!"},22]
[23,{"$f":"Klimadaten!O53/168*L$74","v":{"$error":"#N/A"}},{"$f":"Klimadaten!Q53","v":{"$error":"#VALUE!"}},{"$f":"Klimadaten!N53","v":{"$error":"#N/A"}},{"$error":"#VALUE!"},0,null,-1,23,22,0,23,{"$error":"#VALUE!"},{"$error":"#VALUE!"},{"$error":"#VALUE!"},{"$error":"#VALUE!"},{"$error":"#VALUE!"},{"$error":"#VALUE!"},{"$error":"#VALUE!"},23,23,0,23,{"$error":"#VALUE!"},{"$error":"#VALUE!"},9,{"$f":"IF($F$34=$D$34,MIN(AbsFeuchte(Z235,100%,$N$17),R235),MIN(AbsFeuchte(Z235,100%,$N$17),X235))","v":{"$error":"#VALUE!"}},{"$error":"#VALUE!"},9,0,9.0540000000000003,9,{"$error":"#VALUE!"},{"$error":"#VALUE!"},{"$error":"#VALUE!"},{"$error":"#VALUE!"},22,{"$error":"#VALUE!"},{"$error":"#VALUE!"},{"$error":"#VALUE!"},{"$error":"#VALUE!"},{"$error":"#VALUE!"},{"$error":"#VALUE!"},{"$error":"#VALUE!"},{"$error":"#VALUE!"},{"$error":"#VALUE!"},{"$error":"#VALUE!"},{"$error":"#VALUE!"},{"$error":"#VALUE!"},1,0,1,0,{"$f":"IF($F$34=$D$34,IF(AW235=1,Fall1Tzul(AX235,AY235,BJ235,Q235),0),IF(AW235=1,Fall1Tzul(AX235,AY235,BJ235,W235),0))","v":{"$error":"#VALUE!"}},{"$f":"IF($F$34=$D$34,IF(AW235=1,Fall1xzul(AX235,AY235,BL235,R235),0),IF(AW235=1,Fall1xzul(AX235,AY235,BL235,X235),0))","v":{"$error":"#VALUE!"}},{"$f":"IF($F$34=$D$34,IF(AW235=2,Fall2Tzul(AX235, AZ235, BJ235,Q235, Z235),0),IF(AW235=2,Fall2Tzul(AX235, AZ235, BJ235,W235, Z235),0))","v":{"$error":"#VALUE!"}},{"$f":"IF($F$34=$D$34,IF(AW235=2,Fall2xzul(AX235,AZ235,BL235,R235,AA235),0),IF(AW235=2,Fall2xzul(AX235,AZ235,BL235,X235,AA235),0))","v":{"$error":"#VALUE!"}},{"$error":"#VALUE!"},{"$error":"#VALUE!"},{"$error":"#VALUE!"},{"$error":"#VALUE!"},22,{"$error":"#VALUE!"},{"$f":"AbsFeuchte(BJ235,BK235,$N$17)","v":{"$error":"#VALUE!"}},{"$error":"#VALUE!"},{"$error":"#VALUE!"},{"$error":"#VALUE!"},{"$error":"#VALUE!"},{"$error":"#VALUE!"},25,{"$error":"#VALUE!"},{"$f":"AbsFeuchte(BR235,BS235,$N$17)","v":{"$error":"#VALUE!"}},{"$f":"IF($J$19=0,IF(E$11=$S$8,BR235+$N$16,BR235),IF(E$11=$S$8,BR235+$N$16+#REF!,BR235+$J$19))","v":25},{"$error":"#VALUE!"},{"$error":"#VALUE!"},{"$error":"#VALUE!"},{"$error":"#VALUE!"},{"$error":"#VALUE!"},0,0,{"$error":"#VALUE!"},{"$error":"#N/A"},{"$error":"#DIV/0!"},{"$error":"#DIV/0!"},{"$error":"#DIV/0!"},{"$error":"#VALUE!"},{"$error":"#VALUE!"},{"$error":"#DIV/0!"},{"$error":"#DIV/0!"},{"$error":"#VALUE!"},0,{"$error":"#VALUE!"},{"$error":"#VALUE!"},{"$error":"#N/A"},{"$error":"#N/A"},{"$error":"#N/A"},{"$error":"#N/A"},{"$error":"#N/A"},{"$error":"#N/A"},{"$error":"#N/A"},{"$error":"#DIV/0!"},{"$error":"#VALUE!"},22,{"$error":"#VALUE!"},23]
[24,{"$f":"Klimadaten!O54/168*L$74","v":{"$error":"#N/A"}},{"$f":"Klimadaten!Q54","v":{"$error":"#VALUE!"}},{"$f":"Klimadaten!N54","v":{"$error":"#N/A"}},{"$error":"#VALUE!"},0,null,-2,24,22,0,24,{"$error":"#VALUE!"},{"$error":"#VALUE!"},{"$error":"#VALUE!"},{"$error":"#VALUE!"},{"$error":"#VALUE!"},{"$error":"#VALUE!"},{"$error":"#VALUE!"},24,24,0,24,{"$error":"#VALUE!"},{"$error":"#VALUE!"},9,{"$f":"IF($F$34=$D$34,MIN(AbsFeuchte(Z236,100%,$N$17),R236),MIN(AbsFeuchte(Z236,100%,$N$17),X236))","v":{"$error":"#VALUE!"}},{"$error":"#VALUE!"},9,0,9.0540000000000003,9,{"$error":"#VALUE!"},{"$error":"#VALUE!"},{"$error":"#VALUE!"},{"$error":"#VALUE!"},22,{"$error":"#VALUE!"},{"$error":"#VALUE!"},{"$error":"#VALUE!"},{"$error":"#VALUE!"},{"$error":"#VALUE!"},{"$error":"#VALUE!"},{"$error":"#VALUE!"},{"$error":"#VALUE!"},{"$error":"#VALUE!"},{"$error":"#VALUE!"},{"$error":"#VALUE!"},{"$error":"#VALUE!"},1,0,1,0,{"$f":"IF($F$34=$D$34,IF(AW236=1,Fall1Tzul(AX236,AY236,BJ236,Q236),0),IF(AW236=1,Fall1Tzul(AX236,AY236,BJ236,W236),0))","v":{"$error":"#VALUE!"}},{"$f":"IF($F$34=$D$34,IF(AW236=1,Fall1xzul(AX236,AY236,BL236,R236),0),IF(AW236=1,Fall1xzul(AX236,AY236,BL236,X236),0))","v":{"$error":"#VALUE!"}},{"$f":"IF($F$34=$D$34,IF(AW236=2,Fall2Tzul(AX236, AZ236, BJ236,Q236, Z236),0),IF(AW236=2,Fall2Tzul(AX236, AZ236, BJ236,W236, Z236),0))","v":{"$error":"#VALUE!"}},{"$f":"IF($F$34=$D$34,IF(AW236=2,Fall2xzul(AX236,AZ236,BL236,R236,AA236),0),IF(AW236=2,Fall2xzul(AX236,AZ236,BL236,X236,AA236),0))","v":{"$error":"#VALUE!"}},{"$error":"#VALUE!"},{"$error":"#VALUE!"},{"$error":"#VALUE!"},{"$error":"#VALUE!"},22,{"$error":"#VALUE!"},{"$f":"AbsFeuchte(BJ236,BK236,$N$17)","v":{"$error":"#VALUE!"}},{"$error":"#VALUE!"},{"$error":"#VALUE!"},{"$error":"#VALUE!"},{"$error":"#VALUE!"},{"$error":"#VALUE!"},26,{"$error":"#VALUE!"},{"$f":"AbsFeuchte(BR236,BS236,$N$17)","v":{"$error":"#VALUE!"}},{"$f":"IF($J$19=0,IF(E$11=$S$8,BR236+$N$16,BR236),IF(E$11=$S$8,BR236+$N$16+#REF!,BR236+$J$19))","v":26},{"$error":"#VALUE!"},{"$error":"#VALUE!"},{"$error":"#VALUE!"},{"$error":"#VALUE!"},{"$error":"#VALUE!"},0,0,{"$error":"#VALUE!"},{"$error":"#N/A"},{"$error":"#DIV/0!"},{"$error":"#DIV/0!"},{"$error":"#DIV/0!"},{"$error":"#VALUE!"},{"$error":"#VALUE!"},{"$error":"#DIV/0!"},{"$error":"#DIV/0!"},{"$error":"#VALUE!"},0,{"$error":"#VALUE!"},{"$error":"#VALUE!"},{"$error":"#N/A"},{"$error":"#N/A"},{"$error":"#N/A"},{"$error":"#N/A"},{"$error":"#N/A"},{"$error":"#N/A"},{"$error":"#N/A"},{"$error":"#DIV/0!"},{"$error":"#VALUE!"},22,{"$error":"#VALUE!"},24]
[25,{"$f":"Klimadaten!O55/168*L$74","v":{"$error":"#N/A"}},{"$f":"Klimadaten!Q55","v":{"$error":"#VALUE!"}},{"$f":"Klimadaten!N55","v":{"$error":"#N/A"}},{"$error":"#VALUE!"},0,null,-3,25,22,0,25,{"$error":"#VALUE!"},{"$error":"#VALUE!"},{"$error":"#VALUE!"},{"$error":"#VALUE!"},{"$error":"#VALUE!"},{"$error":"#VALUE!"},{"$error":"#VALUE!"},25,25,0,25,{"$error":"#VALUE!"},{"$error":"#VALUE!"},9,{"$f":"IF($F$34=$D$34,MIN(AbsFeuchte(Z237,100%,$N$17),R237),MIN(AbsFeuchte(Z237,100%,$N$17),X237))","v":{"$error":"#VALUE!"}},{"$error":"#VALUE!"},9,0,9.0540000000000003,9,{"$error":"#VALUE!"},{"$error":"#VALUE!"},{"$error":"#VALUE!"},{"$error":"#VALUE!"},22,{"$error":"#VALUE!"},{"$error":"#VALUE!"},{"$error":"#VALUE!"},{"$error":"#VALUE!"},{"$error":"#VALUE!"},{"$error":"#VALUE!"},{"$error":"#VALUE!"},{"$error":"#VALUE!"},{"$error":"#VALUE!"},{"$error":"#VALUE!"},{"$error":"#VALUE!"},{"$error":"#VALUE!"},1,0,1,0,{"$f":"IF($F$34=$D$34,IF(AW237=1,Fall1Tzul(AX237,AY237,BJ237,Q237),0),IF(AW237=1,Fall1Tzul(AX237,AY237,BJ237,W237),0))","v":{"$error":"#VALUE!"}},{"$f":"IF($F$34=$D$34,IF(AW237=1,Fall1xzul(AX237,AY237,BL237,R237),0),IF(AW237=1,Fall1xzul(AX237,AY237,BL237,X237),0))","v":{"$error":"#VALUE!"}},{"$f":"IF($F$34=$D$34,IF(AW237=2,Fall2Tzul(AX237, AZ237, BJ237,Q237, Z237),0),IF(AW237=2,Fall2Tzul(AX237, AZ237, BJ237,W237, Z237),0))","v":{"$error":"#VALUE!"}},{"$f":"IF($F$34=$D$34,IF(AW237=2,Fall2xzul(AX237,AZ237,BL237,R237,AA237),0),IF(AW237=2,Fall2xzul(AX237,AZ237,BL237,X237,AA237),0))","v":{"$error":"#VALUE!"}},{"$error":"#VALUE!"},{"$error":"#VALUE!"},{"$error":"#VALUE!"},{"$error":"#VALUE!"},22,{"$error":"#VALUE!"},{"$f":"AbsFeuchte(BJ237,BK237,$N$17)","v":{"$error":"#VALUE!"}},{"$error":"#VALUE!"},{"$error":"#VALUE!"},{"$error":"#VALUE!"},{"$error":"#VALUE!"},{"$error":"#VALUE!"},26,{"$error":"#VALUE!"},{"$f":"AbsFeuchte(BR237,BS237,$N$17)","v":{"$error":"#VALUE!"}},{"$f":"IF($J$19=0,IF(E$11=$S$8,BR237+$N$16,BR237),IF(E$11=$S$8,BR237+$N$16+#REF!,BR237+$J$19))","v":26},{"$error":"#VALUE!"},{"$error":"#VALUE!"},{"$error":"#VALUE!"},{"$error":"#VALUE!"},{"$error":"#VALUE!"},0,0,{"$error":"#VALUE!"},{"$error":"#N/A"},{"$error":"#DIV/0!"},{"$error":"#DIV/0!"},{"$error":"#DIV/0!"},{"$error":"#VALUE!"},{"$error":"#VALUE!"},{"$error":"#DIV/0!"},{"$error":"#DIV/0!"},{"$error":"#VALUE!"},0,{"$error":"#VALUE!"},{"$error":"#VALUE!"},{"$error":"#N/A"},{"$error":"#N/A"},{"$error":"#N/A"},{"$error":"#N/A"},{"$error":"#N/A"},{"$error":"#N/A"},{"$error":"#N/A"},{"$error":"#DIV/0!"},{"$error":"#VALUE!"},22,{"$error":"#VALUE!"},25]
[26,{"$f":"Klimadaten!O56/168*L$74","v":{"$error":"#N/A"}},{"$f":"Klimadaten!Q56","v":{"$error":"#VALUE!"}},{"$f":"Klimadaten!N56","v":{"$error":"#N/A"}},{"$error":"#VALUE!"},0,null,-4,26,22,0,26,{"$error":"#VALUE!"},{"$error":"#VALUE!"},{"$error":"#VALUE!"},{"$error":"#VALUE!"},{"$error":"#VALUE!"},{"$error":"#VALUE!"},{"$error":"#VALUE!"},26,26,0,26,{"$error":"#VALUE!"},{"$error":"#VALUE!"},9,{"$f":"IF($F$34=$D$34,MIN(AbsFeuchte(Z238,100%,$N$17),R238),MIN(AbsFeuchte(Z238,100%,$N$17),X238))","v":{"$error":"#VALUE!"}},{"$error":"#VALUE!"},9,0,9.0540000000000003,9,{"$error":"#VALUE!"},{"$error":"#VALUE!"},{"$error":"#VALUE!"},{"$error":"#VALUE!"},22,{"$error":"#VALUE!"},{"$error":"#VALUE!"},{"$error":"#VALUE!"},{"$error":"#VALUE!"},{"$error":"#VALUE!"},{"$error":"#VALUE!"},{"$error":"#VALUE!"},{"$error":"#VALUE!"},{"$error":"#VALUE!"},{"$error":"#VALUE!"},{"$error":"#VALUE!"},{"$error":"#VALUE!"},1,0,1,0,{"$f":"IF($F$34=$D$34,IF(AW238=1,Fall1Tzul(AX238,AY238,BJ238,Q238),0),IF(AW238=1,Fall1Tzul(AX238,AY238,BJ238,W238),0))","v":{"$error":"#VALUE!"}},{"$f":"IF($F$34=$D$34,IF(AW238=1,Fall1xzul(AX238,AY238,BL238,R238),0),IF(AW238=1,Fall1xzul(AX238,AY238,BL238,X238),0))","v":{"$error":"#VALUE!"}},{"$f":"IF($F$34=$D$34,IF(AW238=2,Fall2Tzul(AX238, AZ238, BJ238,Q238, Z238),0),IF(AW238=2,Fall2Tzul(AX238, AZ238, BJ238,W238, Z238),0))","v":{"$error":"#VALUE!"}},{"$f":"IF($F$34=$D$34,IF(AW238=2,Fall2xzul(AX238,AZ238,BL238,R238,AA238),0),IF(AW238=2,Fall2xzul(AX238,AZ238,BL238,X238,AA238),0))","v":{"$error":"#VALUE!"}},{"$error":"#VALUE!"},{"$error":"#VALUE!"},{"$error":"#VALUE!"},{"$error":"#VALUE!"},22,{"$error":"#VALUE!"},{"$f":"AbsFeuchte(BJ238,BK238,$N$17)","v":{"$error":"#VALUE!"}},{"$error":"#VALUE!"},{"$error":"#VALUE!"},{"$error":"#VALUE!"},{"$error":"#VALUE!"},{"$error":"#VALUE!"},26,{"$error":"#VALUE!"},{"$f":"AbsFeuchte(BR238,BS238,$N$17)","v":{"$error":"#VALUE!"}},{"$f":"IF($J$19=0,IF(E$11=$S$8,BR238+$N$16,BR238),IF(E$11=$S$8,BR238+$N$16+#REF!,BR238+$J$19))","v":26},{"$error":"#VALUE!"},{"$error":"#VALUE!"},{"$error":"#VALUE!"},{"$error":"#VALUE!"},{"$error":"#VALUE!"},0,0,{"$error":"#VALUE!"},{"$error":"#N/A"},{"$error":"#DIV/0!"},{"$error":"#DIV/0!"},{"$error":"#DIV/0!"},{"$error":"#VALUE!"},{"$error":"#VALUE!"},{"$error":"#DIV/0!"},{"$error":"#DIV/0!"},{"$error":"#VALUE!"},0,{"$error":"#VALUE!"},{"$error":"#VALUE!"},{"$error":"#N/A"},{"$error":"#N/A"},{"$error":"#N/A"},{"$error":"#N/A"},{"$error":"#N/A"},{"$error":"#N/A"},{"$error":"#N/A"},{"$error":"#DIV/0!"},{"$error":"#VALUE!"},22,{"$error":"#VALUE!"},26]
[27,{"$f":"Klimadaten!O57/168*L$74","v":{"$error":"#N/A"}},{"$f":"Klimadaten!Q57","v":{"$error":"#VALUE!"}},{"$f":"Klimadaten!N57","v":{"$error":"#N/A"}},{"$error":"#VALUE!"},1,null,-5,27,27,0,27,{"$error":"#VALUE!"},{"$error":"#VALUE!"},{"$error":"#VALUE!"},{"$error":"#VALUE!"},{"$error":"#VALUE!"},{"$error":"#VALUE!"},{"$error":"#VALUE!"},27,27,0,27,{"$error":"#VALUE!"},{"$error":"#VALUE!"},9,{"$f":"IF($F$34=$D$34,MIN(AbsFeuchte(Z239,100%,$N$17),R239),MIN(AbsFeuchte(Z239,100%,$N$17),X239))","v":{"$error":"#VALUE!"}},{"$error":"#VALUE!"},9,0,9.0540000000000003,9,{"$error":"#VALUE!"},{"$error":"#VALUE!"},{"$error":"#VALUE!"},{"$error":"#VALUE!"},22,{"$error":"#VALUE!"},{"$error":"#VALUE!"},{"$error":"#VALUE!"},{"$error":"#VALUE!"},{"$error":"#VALUE!"},{"$error":"#VALUE!"},{"$error":"#VALUE!"},{"$error":"#VALUE!"},{"$error":"#VALUE!"},{"$error":"#VALUE!"},{"$error":"#VALUE!"},{"$error":"#VALUE!"},1,0,1,0,{"$f":"IF($F$34=$D$34,IF(AW239=1,Fall1Tzul(AX239,AY239,BJ239,Q239),0),IF(AW239=1,Fall1Tzul(AX239,AY239,BJ239,W239),0))","v":{"$error":"#VALUE!"}},{"$f":"IF($F$34=$D$34,IF(AW239=1,Fall1xzul(AX239,AY239,BL239,R239),0),IF(AW239=1,Fall1xzul(AX239,AY239,BL239,X239),0))","v":{"$error":"#VALUE!"}},{"$f":"IF($F$34=$D$34,IF(AW239=2,Fall2Tzul(AX239, AZ239, BJ239,Q239, Z239),0),IF(AW239=2,Fall2Tzul(AX239, AZ239, BJ239,W239, Z239),0))","v":{"$error":"#VALUE!"}},{"$f":"IF($F$34=$D$34,IF(AW239=2,Fall2xzul(AX239,AZ239,BL239,R239,AA239),0),IF(AW239=2,Fall2xzul(AX239,AZ239,BL239,X239,AA239),0))","v":{"$error":"#VALUE!"}},{"$error":"#VALUE!"},{"$error":"#VALUE!"},{"$error":"#VALUE!"},{"$error":"#VALUE!"},22,{"$error":"#VALUE!"},{"$f":"AbsFeuchte(BJ239,BK239,$N$17)","v":{"$error":"#VALUE!"}},{"$error":"#VALUE!"},{"$error":"#VALUE!"},{"$error":"#VALUE!"},{"$error":"#VALUE!"},{"$error":"#VALUE!"},26,{"$error":"#VALUE!"},{"$f":"AbsFeuchte(BR239,BS239,$N$17)","v":{"$error":"#VALUE!"}},{"$f":"IF($J$19=0,IF(E$11=$S$8,BR239+$N$16,BR239),IF(E$11=$S$8,BR239+$N$16+#REF!,BR239+$J$19))","v":26},{"$error":"#VALUE!"},{"$error":"#VALUE!"},{"$error":"#VALUE!"},{"$error":"#N/A"},{"$error":"#VALUE!"},0,0,0,{"$error":"#N/A"},{"$error":"#DIV/0!"},{"$error":"#DIV/0!"},{"$error":"#DIV/0!"},{"$error":"#VALUE!"},{"$error":"#VALUE!"},{"$error":"#DIV/0!"},{"$error":"#DIV/0!"},{"$error":"#VALUE!"},0,{"$error":"#VALUE!"},{"$error":"#VALUE!"},{"$error":"#N/A"},{"$error":"#N/A"},{"$error":"#N/A"},{"$error":"#N/A"},{"$error":"#N/A"},{"$error":"#N/A"},{"$error":"#N/A"},{"$error":"#DIV/0!"},{"$error":"#VALUE!"},22,{"$error":"#VALUE!"},27]
[28,{"$f":"Klimadaten!O58/168*L$74","v":{"$error":"#N/A"}},{"$f":"Klimadaten!Q58","v":{"$error":"#VALUE!"}},{"$f":"Klimadaten!N58","v":{"$error":"#N/A"}},{"$error":"#VALUE!"},1,null,-6,28,28,0,28,{"$error":"#VALUE!"},{"$error":"#VALUE!"},{"$error":"#VALUE!"},{"$error":"#VALUE!"},{"$error":"#VALUE!"},{"$error":"#VALUE!"},{"$error":"#VALUE!"},28,28,0,28,{"$error":"#VALUE!"},{"$error":"#VALUE!"},9,{"$f":"IF($F$34=$D$34,MIN(AbsFeuchte(Z240,100%,$N$17),R240),MIN(AbsFeuchte(Z240,100%,$N$17),X240))","v":{"$error":"#VALUE!"}},{"$error":"#VALUE!"},9,0,9.0540000000000003,9,{"$error":"#VALUE!"},{"$error":"#VALUE!"},{"$error":"#VALUE!"},{"$error":"#VALUE!"},22,{"$error":"#VALUE!"},{"$error":"#VALUE!"},{"$error":"#VALUE!"},{"$error":"#VALUE!"},{"$error":"#VALUE!"},{"$error":"#VALUE!"},{"$error":"#VALUE!"},{"$error":"#VALUE!"},{"$error":"#VALUE!"},{"$error":"#VALUE!"},{"$error":"#VALUE!"},{"$error":"#VALUE!"},1,0,1,0,{"$f":"IF($F$34=$D$34,IF(AW240=1,Fall1Tzul(AX240,AY240,BJ240,Q240),0),IF(AW240=1,Fall1Tzul(AX240,AY240,BJ240,W240),0))","v":{"$error":"#VALUE!"}},{"$f":"IF($F$34=$D$34,IF(AW240=1,Fall1xzul(AX240,AY240,BL240,R240),0),IF(AW240=1,Fall1xzul(AX240,AY240,BL240,X240),0))","v":{"$error":"#VALUE!"}},{"$f":"IF($F$34=$D$34,IF(AW240=2,Fall2Tzul(AX240, AZ240, BJ240,Q240, Z240),0),IF(AW240=2,Fall2Tzul(AX240, AZ240, BJ240,W240, Z240),0))","v":{"$error":"#VALUE!"}},{"$f":"IF($F$34=$D$34,IF(AW240=2,Fall2xzul(AX240,AZ240,BL240,R240,AA240),0),IF(AW240=2,Fall2xzul(AX240,AZ240,BL240,X240,AA240),0))","v":{"$error":"#VALUE!"}},{"$error":"#VALUE!"},{"$error":"#VALUE!"},{"$error":"#VALUE!"},{"$error":"#VALUE!"},22,{"$error":"#VALUE!"},{"$f":"AbsFeuchte(BJ240,BK240,$N$17)","v":{"$error":"#VALUE!"}},{"$error":"#VALUE!"},{"$error":"#VALUE!"},{"$error":"#VALUE!"},{"$error":"#VALUE!"},{"$error":"#VALUE!"},26,{"$error":"#VALUE!"},{"$f":"AbsFeuchte(BR240,BS240,$N$17)","v":{"$error":"#VALUE!"}},{"$f":"IF($J$19=0,IF(E$11=$S$8,BR240+$N$16,BR240),IF(E$11=$S$8,BR240+$N$16+#REF!,BR240+$J$19))","v":26},{"$error":"#VALUE!"},{"$error":"#VALUE!"},{"$error":"#VALUE!"},{"$error":"#N/A"},{"$error":"#VALUE!"},0,0,0,{"$error":"#N/A"},{"$error":"#DIV/0!"},{"$error":"#DIV/0!"},{"$error":"#DIV/0!"},{"$error":"#VALUE!"},{"$error":"#VALUE!"},{"$error":"#DIV/0!"},{"$error":"#DIV/0!"},{"$error":"#VALUE!"},0,{"$error":"#VALUE!"},{"$error":"#VALUE!"},{"$error":"#N/A"},{"$error":"#N/A"},{"$error":"#N/A"},{"$error":"#N/A"},{"$error":"#N/A"},{"$error":"#N/A"},{"$error":"#N/A"},{"$error":"#DIV/0!"},{"$error":"#VALUE!"},22,{"$error":"#VALUE!"},28]
[29,{"$f":"Klimadaten!O59/168*L$74","v":{"$error":"#N/A"}},{"$f":"Klimadaten!Q59","v":{"$error":"#VALUE!"}},{"$f":"Klimadaten!N59","v":{"$error":"#N/A"}},{"$error":"#VALUE!"},1,null,-7,29,29,0,29,{"$error":"#VALUE!"},{"$error":"#VALUE!"},{"$error":"#VALUE!"},{"$error":"#VALUE!"},{"$error":"#VALUE!"},{"$error":"#VALUE!"},{"$error":"#VALUE!"},29,29,0,29,{"$error":"#VALUE!"},{"$error":"#VALUE!"},9,{"$f":"IF($F$34=$D$34,MIN(AbsFeuchte(Z241,100%,$N$17),R241),MIN(AbsFeuchte(Z241,100%,$N$17),X241))","v":{"$error":"#VALUE!"}},{"$error":"#VALUE!"},9,0,9.0540000000000003,9,{"$error":"#VALUE!"},{"$error":"#VALUE!"},{"$error":"#VALUE!"},{"$error":"#VALUE!"},22,{"$error":"#VALUE!"},{"$error":"#VALUE!"},{"$error":"#VALUE!"},{"$error":"#VALUE!"},{"$error":"#VALUE!"},{"$error":"#VALUE!"},{"$error":"#VALUE!"},{"$error":"#VALUE!"},{"$error":"#VALUE!"},{"$error":"#VALUE!"},{"$error":"#VALUE!"},{"$error":"#VALUE!"},1,0,1,0,{"$f":"IF($F$34=$D$34,IF(AW241=1,Fall1Tzul(AX241,AY241,BJ241,Q241),0),IF(AW241=1,Fall1Tzul(AX241,AY241,BJ241,W241),0))","v":{"$error":"#VALUE!"}},{"$f":"IF($F$34=$D$34,IF(AW241=1,Fall1xzul(AX241,AY241,BL241,R241),0),IF(AW241=1,Fall1xzul(AX241,AY241,BL241,X241),0))","v":{"$error":"#VALUE!"}},{"$f":"IF($F$34=$D$34,IF(AW241=2,Fall2Tzul(AX241, AZ241, BJ241,Q241, Z241),0),IF(AW241=2,Fall2Tzul(AX241, AZ241, BJ241,W241, Z241),0))","v":{"$error":"#VALUE!"}},{"$f":"IF($F$34=$D$34,IF(AW241=2,Fall2xzul(AX241,AZ241,BL241,R241,AA241),0),IF(AW241=2,Fall2xzul(AX241,AZ241,BL241,X241,AA241),0))","v":{"$error":"#VALUE!"}},{"$error":"#VALUE!"},{"$error":"#VALUE!"},{"$error":"#VALUE!"},{"$error":"#VALUE!"},22,{"$error":"#VALUE!"},{"$f":"AbsFeuchte(BJ241,BK241,$N$17)","v":{"$error":"#VALUE!"}},{"$error":"#VALUE!"},{"$error":"#VALUE!"},{"$error":"#VALUE!"},{"$error":"#VALUE!"},{"$error":"#VALUE!"},26,{"$error":"#VALUE!"},{"$f":"AbsFeuchte(BR241,BS241,$N$17)","v":{"$error":"#VALUE!"}},{"$f":"IF($J$19=0,IF(E$11=$S$8,BR241+$N$16,BR241),IF(E$11=$S$8,BR241+$N$16+#REF!,BR241+$J$19))","v":26},{"$error":"#VALUE!"},{"$error":"#VALUE!"},{"$error":"#VALUE!"},{"$error":"#N/A"},{"$error":"#VALUE!"},0,0,0,{"$error":"#N/A"},{"$error":"#DIV/0!"},{"$error":"#DIV/0!"},{"$error":"#DIV/0!"},{"$error":"#VALUE!"},{"$error":"#VALUE!"},{"$error":"#DIV/0!"},{"$error":"#DIV/0!"},{"$error":"#VALUE!"},0,{"$error":"#VALUE!"},{"$error":"#VALUE!"},{"$error":"#N/A"},{"$error":"#N/A"},{"$error":"#N/A"},{"$error":"#N/A"},{"$error":"#N/A"},{"$error":"#N/A"},{"$error":"#N/A"},{"$error":"#DIV/0!"},{"$error":"#VALUE!"},22,{"$error":"#VALUE!"},29]
[30,{"$f":"Klimadaten!O60/168*L$74","v":{"$error":"#N/A"}},{"$f":"Klimadaten!Q60","v":{"$error":"#VALUE!"}},{"$f":"Klimadaten!N60","v":{"$error":"#N/A"}},{"$error":"#VALUE!"},1,null,-8,30,30,0,30,{"$error":"#VALUE!"},{"$error":"#VALUE!"},{"$error":"#VALUE!"},{"$error":"#VALUE!"},{"$error":"#VALUE!"},{"$error":"#VALUE!"},{"$error":"#VALUE!"},30,30,0,30,{"$error":"#VALUE!"},{"$error":"#VALUE!"},9,{"$f":"IF($F$34=$D$34,MIN(AbsFeuchte(Z242,100%,$N$17),R242),MIN(AbsFeuchte(Z242,100%,$N$17),X242))","v":{"$error":"#VALUE!"}},{"$error":"#VALUE!"},9,0,9.0540000000000003,9,{"$error":"#VALUE!"},{"$error":"#VALUE!"},{"$error":"#VALUE!"},{"$error":"#VALUE!"},22,{"$error":"#VALUE!"},{"$error":"#VALUE!"},{"$error":"#VALUE!"},{"$error":"#VALUE!"},{"$error":"#VALUE!"},{"$error":"#VALUE!"},{"$error":"#VALUE!"},{"$error":"#VALUE!"},{"$error":"#VALUE!"},{"$error":"#VALUE!"},{"$error":"#VALUE!"},{"$error":"#VALUE!"},1,0,1,0,{"$f":"IF($F$34=$D$34,IF(AW242=1,Fall1Tzul(AX242,AY242,BJ242,Q242),0),IF(AW242=1,Fall1Tzul(AX242,AY242,BJ242,W242),0))","v":{"$error":"#VALUE!"}},{"$f":"IF($F$34=$D$34,IF(AW242=1,Fall1xzul(AX242,AY242,BL242,R242),0),IF(AW242=1,Fall1xzul(AX242,AY242,BL242,X242),0))","v":{"$error":"#VALUE!"}},{"$f":"IF($F$34=$D$34,IF(AW242=2,Fall2Tzul(AX242, AZ242, BJ242,Q242, Z242),0),IF(AW242=2,Fall2Tzul(AX242, AZ242, BJ242,W242, Z242),0))","v":{"$error":"#VALUE!"}},{"$f":"IF($F$34=$D$34,IF(AW242=2,Fall2xzul(AX242,AZ242,BL242,R242,AA242),0),IF(AW242=2,Fall2xzul(AX242,AZ242,BL242,X242,AA242),0))","v":{"$error":"#VALUE!"}},{"$error":"#VALUE!"},{"$error":"#VALUE!"},{"$error":"#VALUE!"},{"$error":"#VALUE!"},22,{"$error":"#VALUE!"},{"$f":"AbsFeuchte(BJ242,BK242,$N$17)","v":{"$error":"#VALUE!"}},{"$error":"#VALUE!"},{"$error":"#VALUE!"},{"$error":"#VALUE!"},{"$error":"#VALUE!"},{"$error":"#VALUE!"},26,{"$error":"#VALUE!"},{"$f":"AbsFeuchte(BR242,BS242,$N$17)","v":{"$error":"#VALUE!"}},{"$f":"IF($J$19=0,IF(E$11=$S$8,BR242+$N$16,BR242),IF(E$11=$S$8,BR242+$N$16+#REF!,BR242+$J$19))","v":26},{"$error":"#VALUE!"},{"$error":"#VALUE!"},{"$error":"#VALUE!"},{"$error":"#N/A"},{"$error":"#VALUE!"},0,0,0,{"$error":"#N/A"},{"$error":"#DIV/0!"},{"$error":"#DIV/0!"},{"$error":"#DIV/0!"},{"$error":"#VALUE!"},{"$error":"#VALUE!"},{"$error":"#DIV/0!"},{"$error":"#DIV/0!"},{"$error":"#VALUE!"},0,{"$error":"#VALUE!"},{"$error":"#VALUE!"},{"$error":"#N/A"},{"$error":"#N/A"},{"$error":"#N/A"},{"$error":"#N/A"},{"$error":"#N/A"},{"$error":"#N/A"},{"$error":"#N/A"},{"$error":"#DIV/0!"},{"$error":"#VALUE!"},22,{"$error":"#VALUE!"},30]
[31,{"$f":"Klimadaten!O61/168*L$74","v":{"$error":"#N/A"}},{"$f":"Klimadaten!Q61","v":{"$error":"#VALUE!"}},{"$f":"Klimadaten!N61","v":{"$error":"#N/A"}},{"$error":"#VALUE!"},1,null,-9,31,31,0,31,{"$error":"#VALUE!"},{"$error":"#VALUE!"},{"$error":"#VALUE!"},{"$error":"#VALUE!"},{"$error":"#VALUE!"},{"$error":"#VALUE!"},{"$error":"#VALUE!"},31,31,0,31,{"$error":"#VALUE!"},{"$error":"#VALUE!"},9,{"$f":"IF($F$34=$D$34,MIN(AbsFeuchte(Z243,100%,$N$17),R243),MIN(AbsFeuchte(Z243,100%,$N$17),X243))","v":{"$error":"#VALUE!"}},{"$error":"#VALUE!"},9,0,9.0540000000000003,9,{"$error":"#VALUE!"},{"$error":"#VALUE!"},{"$error":"#VALUE!"},{"$error":"#VALUE!"},22,{"$error":"#VALUE!"},{"$error":"#VALUE!"},{"$error":"#VALUE!"},{"$error":"#VALUE!"},{"$error":"#VALUE!"},{"$error":"#VALUE!"},{"$error":"#VALUE!"},{"$error":"#VALUE!"},{"$error":"#VALUE!"},{"$error":"#VALUE!"},{"$error":"#VALUE!"},{"$error":"#VALUE!"},1,0,1,0,{"$f":"IF($F$34=$D$34,IF(AW243=1,Fall1Tzul(AX243,AY243,BJ243,Q243),0),IF(AW243=1,Fall1Tzul(AX243,AY243,BJ243,W243),0))","v":{"$error":"#VALUE!"}},{"$f":"IF($F$34=$D$34,IF(AW243=1,Fall1xzul(AX243,AY243,BL243,R243),0),IF(AW243=1,Fall1xzul(AX243,AY243,BL243,X243),0))","v":{"$error":"#VALUE!"}},{"$f":"IF($F$34=$D$34,IF(AW243=2,Fall2Tzul(AX243, AZ243, BJ243,Q243, Z243),0),IF(AW243=2,Fall2Tzul(AX243, AZ243, BJ243,W243, Z243),0))","v":{"$error":"#VALUE!"}},{"$f":"IF($F$34=$D$34,IF(AW243=2,Fall2xzul(AX243,AZ243,BL243,R243,AA243),0),IF(AW243=2,Fall2xzul(AX243,AZ243,BL243,X243,AA243),0))","v":{"$error":"#VALUE!"}},{"$error":"#VALUE!"},{"$error":"#VALUE!"},{"$error":"#VALUE!"},{"$error":"#VALUE!"},22,{"$error":"#VALUE!"},{"$f":"AbsFeuchte(BJ243,BK243,$N$17)","v":{"$error":"#VALUE!"}},{"$error":"#VALUE!"},{"$error":"#VALUE!"},{"$error":"#VALUE!"},{"$error":"#VALUE!"},{"$error":"#VALUE!"},26,{"$error":"#VALUE!"},{"$f":"AbsFeuchte(BR243,BS243,$N$17)","v":{"$error":"#VALUE!"}},{"$f":"IF($J$19=0,IF(E$11=$S$8,BR243+$N$16,BR243),IF(E$11=$S$8,BR243+$N$16+#REF!,BR243+$J$19))","v":26},{"$error":"#VALUE!"},{"$error":"#VALUE!"},{"$error":"#VALUE!"},{"$error":"#N/A"},{"$error":"#VALUE!"},0,0,0,{"$error":"#N/A"},{"$error":"#DIV/0!"},{"$error":"#DIV/0!"},{"$error":"#DIV/0!"},{"$error":"#VALUE!"},{"$error":"#VALUE!"},{"$error":"#DIV/0!"},{"$error":"#DIV/0!"},{"$error":"#VALUE!"},0,{"$error":"#VALUE!"},{"$error":"#VALUE!"},{"$error":"#N/A"},{"$error":"#N/A"},{"$error":"#N/A"},{"$error":"#N/A"},{"$error":"#N/A"},{"$error":"#N/A"},{"$error":"#N/A"},{"$error":"#DIV/0!"},{"$error":"#VALUE!"},22,{"$error":"#VALUE!"},31]
[32,{"$f":"Klimadaten!O62/168*L$74","v":{"$error":"#N/A"}},{"$f":"Klimadaten!Q62","v":{"$error":"#VALUE!"}},{"$f":"Klimadaten!N62","v":{"$error":"#N/A"}},{"$error":"#VALUE!"},1,null,-10,32,32,0,32,{"$error":"#VALUE!"},{"$error":"#VALUE!"},{"$error":"#VALUE!"},{"$error":"#VALUE!"},{"$error":"#VALUE!"},{"$error":"#VALUE!"},{"$error":"#VALUE!"},32,32,0,32,{"$error":"#VALUE!"},{"$error":"#VALUE!"},9,{"$f":"IF($F$34=$D$34,MIN(AbsFeuchte(Z244,100%,$N$17),R244),MIN(AbsFeuchte(Z244,100%,$N$17),X244))","v":{"$error":"#VALUE!"}},{"$error":"#VALUE!"},9,0,9.0540000000000003,9,{"$error":"#VALUE!"},{"$error":"#VALUE!"},{"$error":"#VALUE!"},{"$error":"#VALUE!"},22,{"$error":"#VALUE!"},{"$error":"#VALUE!"},{"$error":"#VALUE!"},{"$error":"#VALUE!"},{"$error":"#VALUE!"},{"$error":"#VALUE!"},{"$error":"#VALUE!"},{"$error":"#VALUE!"},{"$error":"#VALUE!"},{"$error":"#VALUE!"},{"$error":"#VALUE!"},{"$error":"#VALUE!"},1,0,1,0,{"$f":"IF($F$34=$D$34,IF(AW244=1,Fall1Tzul(AX244,AY244,BJ244,Q244),0),IF(AW244=1,Fall1Tzul(AX244,AY244,BJ244,W244),0))","v":{"$error":"#VALUE!"}},{"$f":"IF($F$34=$D$34,IF(AW244=1,Fall1xzul(AX244,AY244,BL244,R244),0),IF(AW244=1,Fall1xzul(AX244,AY244,BL244,X244),0))","v":{"$error":"#VALUE!"}},{"$f":"IF($F$34=$D$34,IF(AW244=2,Fall2Tzul(AX244, AZ244, BJ244,Q244, Z244),0),IF(AW244=2,Fall2Tzul(AX244, AZ244, BJ244,W244, Z244),0))","v":{"$error":"#VALUE!"}},{"$f":"IF($F$34=$D$34,IF(AW244=2,Fall2xzul(AX244,AZ244,BL244,R244,AA244),0),IF(AW244=2,Fall2xzul(AX244,AZ244,BL244,X244,AA244),0))","v":{"$error":"#VALUE!"}},{"$error":"#VALUE!"},{"$error":"#VALUE!"},{"$error":"#VALUE!"},{"$error":"#VALUE!"},22,{"$error":"#VALUE!"},{"$f":"AbsFeuchte(BJ244,BK244,$N$17)","v":{"$error":"#VALUE!"}},{"$error":"#VALUE!"},{"$error":"#VALUE!"},{"$error":"#VALUE!"},{"$error":"#VALUE!"},{"$error":"#VALUE!"},26,{"$error":"#VALUE!"},{"$f":"AbsFeuchte(BR244,BS244,$N$17)","v":{"$error":"#VALUE!"}},{"$f":"IF($J$19=0,IF(E$11=$S$8,BR244+$N$16,BR244),IF(E$11=$S$8,BR244+$N$16+#REF!,BR244+$J$19))","v":26},{"$error":"#VALUE!"},{"$error":"#VALUE!"},{"$error":"#VALUE!"},{"$error":"#N/A"},{"$error":"#VALUE!"},0,0,0,{"$error":"#N/A"},{"$error":"#DIV/0!"},{"$error":"#DIV/0!"},{"$error":"#DIV/0!"},{"$error":"#VALUE!"},{"$error":"#VALUE!"},{"$error":"#DIV/0!"},{"$error":"#DIV/0!"},{"$error":"#VALUE!"},0,{"$error":"#VALUE!"},{"$error":"#VALUE!"},{"$error":"#N/A"},{"$error":"#N/A"},{"$error":"#N/A"},{"$error":"#N/A"},{"$error":"#N/A"},{"$error":"#N/A"},{"$error":"#N/A"},{"$error":"#DIV/0!"},{"$error":"#VALUE!"},22,{"$error":"#VALUE!"},32]
[33,{"$f":"Klimadaten!O63/168*L$74","v":{"$error":"#N/A"}},{"$f":"Klimadaten!Q63","v":{"$error":"#VALUE!"}},{"$f":"Klimadaten!N63","v":{"$error":"#N/A"}},{"$error":"#VALUE!"},1,null,-11,33,33,0,33,{"$error":"#VALUE!"},{"$error":"#VALUE!"},{"$error":"#VALUE!"},{"$error":"#VALUE!"},{"$error":"#VALUE!"},{"$error":"#VALUE!"},{"$error":"#VALUE!"},33,33,0,33,{"$error":"#VALUE!"},{"$error":"#VALUE!"},9,{"$f":"IF($F$34=$D$34,MIN(AbsFeuchte(Z245,100%,$N$17),R245),MIN(AbsFeuchte(Z245,100%,$N$17),X245))","v":{"$error":"#VALUE!"}},{"$error":"#VALUE!"},9,0,9.0540000000000003,9,{"$error":"#VALUE!"},{"$error":"#VALUE!"},{"$error":"#VALUE!"},{"$error":"#VALUE!"},22,{"$error":"#VALUE!"},{"$error":"#VALUE!"},{"$error":"#VALUE!"},{"$error":"#VALUE!"},{"$error":"#VALUE!"},{"$error":"#VALUE!"},{"$error":"#VALUE!"},{"$error":"#VALUE!"},{"$error":"#VALUE!"},{"$error":"#VALUE!"},{"$error":"#VALUE!"},{"$error":"#VALUE!"},1,0,1,0,{"$f":"IF($F$34=$D$34,IF(AW245=1,Fall1Tzul(AX245,AY245,BJ245,Q245),0),IF(AW245=1,Fall1Tzul(AX245,AY245,BJ245,W245),0))","v":{"$error":"#VALUE!"}},{"$f":"IF($F$34=$D$34,IF(AW245=1,Fall1xzul(AX245,AY245,BL245,R245),0),IF(AW245=1,Fall1xzul(AX245,AY245,BL245,X245),0))","v":{"$error":"#VALUE!"}},{"$f":"IF($F$34=$D$34,IF(AW245=2,Fall2Tzul(AX245, AZ245, BJ245,Q245, Z245),0),IF(AW245=2,Fall2Tzul(AX245, AZ245, BJ245,W245, Z245),0))","v":{"$error":"#VALUE!"}},{"$f":"IF($F$34=$D$34,IF(AW245=2,Fall2xzul(AX245,AZ245,BL245,R245,AA245),0),IF(AW245=2,Fall2xzul(AX245,AZ245,BL245,X245,AA245),0))","v":{"$error":"#VALUE!"}},{"$error":"#VALUE!"},{"$error":"#VALUE!"},{"$error":"#VALUE!"},{"$error":"#VALUE!"},22,{"$error":"#VALUE!"},{"$f":"AbsFeuchte(BJ245,BK245,$N$17)","v":{"$error":"#VALUE!"}},{"$error":"#VALUE!"},{"$error":"#VALUE!"},{"$error":"#VALUE!"},{"$error":"#VALUE!"},{"$error":"#VALUE!"},26,{"$error":"#VALUE!"},{"$f":"AbsFeuchte(BR245,BS245,$N$17)","v":{"$error":"#VALUE!"}},{"$f":"IF($J$19=0,IF(E$11=$S$8,BR245+$N$16,BR245),IF(E$11=$S$8,BR245+$N$16+#REF!,BR245+$J$19))","v":26},{"$error":"#VALUE!"},{"$error":"#VALUE!"},{"$error":"#VALUE!"},{"$error":"#N/A"},{"$error":"#VALUE!"},0,0,0,{"$error":"#N/A"},{"$error":"#DIV/0!"},{"$error":"#DIV/0!"},{"$error":"#DIV/0!"},{"$error":"#VALUE!"},{"$error":"#VALUE!"},{"$error":"#DIV/0!"},{"$error":"#DIV/0!"},{"$error":"#VALUE!"},0,{"$error":"#VALUE!"},{"$error":"#VALUE!"},{"$error":"#N/A"},{"$error":"#N/A"},{"$error":"#N/A"},{"$error":"#N/A"},{"$error":"#N/A"},{"$error":"#N/A"},{"$error":"#N/A"},{"$error":"#DIV/0!"},{"$error":"#VALUE!"},22,{"$error":"#VALUE!"},33]
[34,{"$f":"Klimadaten!O64/168*L$74","v":{"$error":"#N/A"}},{"$f":"Klimadaten!Q64","v":{"$error":"#VALUE!"}},{"$f":"Klimadaten!N64","v":{"$error":"#N/A"}},{"$error":"#VALUE!"},1,null,-12,34,34,0,34,{"$error":"#VALUE!"},{"$error":"#VALUE!"},{"$error":"#VALUE!"},{"$error":"#VALUE!"},{"$error":"#VALUE!"},{"$error":"#VALUE!"},{"$error":"#VALUE!"},34,34,0,34,{"$error":"#VALUE!"},{"$error":"#VALUE!"},9,{"$f":"IF($F$34=$D$34,MIN(AbsFeuchte(Z246,100%,$N$17),R246),MIN(AbsFeuchte(Z246,100%,$N$17),X246))","v":{"$error":"#VALUE!"}},{"$error":"#VALUE!"},9,0,9.0540000000000003,9,{"$error":"#VALUE!"},{"$error":"#VALUE!"},{"$error":"#VALUE!"},{"$error":"#VALUE!"},22,{"$error":"#VALUE!"},{"$error":"#VALUE!"},{"$error":"#VALUE!"},{"$error":"#VALUE!"},{"$error":"#VALUE!"},{"$error":"#VALUE!"},{"$error":"#VALUE!"},{"$error":"#VALUE!"},{"$error":"#VALUE!"},{"$error":"#VALUE!"},{"$error":"#VALUE!"},{"$error":"#VALUE!"},1,0,1,0,{"$f":"IF($F$34=$D$34,IF(AW246=1,Fall1Tzul(AX246,AY246,BJ246,Q246),0),IF(AW246=1,Fall1Tzul(AX246,AY246,BJ246,W246),0))","v":{"$error":"#VALUE!"}},{"$f":"IF($F$34=$D$34,IF(AW246=1,Fall1xzul(AX246,AY246,BL246,R246),0),IF(AW246=1,Fall1xzul(AX246,AY246,BL246,X246),0))","v":{"$error":"#VALUE!"}},{"$f":"IF($F$34=$D$34,IF(AW246=2,Fall2Tzul(AX246, AZ246, BJ246,Q246, Z246),0),IF(AW246=2,Fall2Tzul(AX246, AZ246, BJ246,W246, Z246),0))","v":{"$error":"#VALUE!"}},{"$f":"IF($F$34=$D$34,IF(AW246=2,Fall2xzul(AX246,AZ246,BL246,R246,AA246),0),IF(AW246=2,Fall2xzul(AX246,AZ246,BL246,X246,AA246),0))","v":{"$error":"#VALUE!"}},{"$error":"#VALUE!"},{"$error":"#VALUE!"},{"$error":"#VALUE!"},{"$error":"#VALUE!"},22,{"$error":"#VALUE!"},{"$f":"AbsFeuchte(BJ246,BK246,$N$17)","v":{"$error":"#VALUE!"}},{"$error":"#VALUE!"},{"$error":"#VALUE!"},{"$error":"#VALUE!"},{"$error":"#VALUE!"},{"$error":"#VALUE!"},26,{"$error":"#VALUE!"},{"$f":"AbsFeuchte(BR246,BS246,$N$17)","v":{"$error":"#VALUE!"}},{"$f":"IF($J$19=0,IF(E$11=$S$8,BR246+$N$16,BR246),IF(E$11=$S$8,BR246+$N$16+#REF!,BR246+$J$19))","v":26},{"$error":"#VALUE!"},{"$error":"#VALUE!"},{"$error":"#VALUE!"},{"$error":"#N/A"},{"$error":"#VALUE!"},0,0,0,{"$error":"#N/A"},{"$error":"#DIV/0!"},{"$error":"#DIV/0!"},{"$error":"#DIV/0!"},{"$error":"#VALUE!"},{"$error":"#VALUE!"},{"$error":"#DIV/0!"},{"$error":"#DIV/0!"},{"$error":"#VALUE!"},0,{"$error":"#VALUE!"},{"$error":"#VALUE!"},{"$error":"#N/A"},{"$error":"#N/A"},{"$error":"#N/A"},{"$error":"#N/A"},{"$error":"#N/A"},{"$error":"#N/A"},{"$error":"#N/A"},{"$error":"#DIV/0!"},{"$error":"#VALUE!"},22,{"$error":"#VALUE!"},34]
[35,{"$f":"Klimadaten!O65/168*L$74","v":{"$error":"#N/A"}},{"$f":"Klimadaten!Q65","v":{"$error":"#VALUE!"}},{"$f":"Klimadaten!N65","v":{"$error":"#N/A"}},{"$error":"#VALUE!"},1,null,-13,35,35,0,35,{"$error":"#VALUE!"},{"$error":"#VALUE!"},{"$error":"#VALUE!"},{"$error":"#VALUE!"},{"$error":"#VALUE!"},{"$error":"#VALUE!"},{"$error":"#VALUE!"},35,35,0,35,{"$error":"#VALUE!"},{"$error":"#VALUE!"},9,{"$f":"IF($F$34=$D$34,MIN(AbsFeuchte(Z247,100%,$N$17),R247),MIN(AbsFeuchte(Z247,100%,$N$17),X247))","v":{"$error":"#VALUE!"}},{"$error":"#VALUE!"},9,0,9.0540000000000003,9,{"$error":"#VALUE!"},{"$error":"#VALUE!"},{"$error":"#VALUE!"},{"$error":"#VALUE!"},22,{"$error":"#VALUE!"},{"$error":"#VALUE!"},{"$error":"#VALUE!"},{"$error":"#VALUE!"},{"$error":"#VALUE!"},{"$error":"#VALUE!"},{"$error":"#VALUE!"},{"$error":"#VALUE!"},{"$error":"#VALUE!"},{"$error":"#VALUE!"},{"$error":"#VALUE!"},{"$error":"#VALUE!"},1,0,1,0,{"$f":"IF($F$34=$D$34,IF(AW247=1,Fall1Tzul(AX247,AY247,BJ247,Q247),0),IF(AW247=1,Fall1Tzul(AX247,AY247,BJ247,W247),0))","v":{"$error":"#VALUE!"}},{"$f":"IF($F$34=$D$34,IF(AW247=1,Fall1xzul(AX247,AY247,BL247,R247),0),IF(AW247=1,Fall1xzul(AX247,AY247,BL247,X247),0))","v":{"$error":"#VALUE!"}},{"$f":"IF($F$34=$D$34,IF(AW247=2,Fall2Tzul(AX247, AZ247, BJ247,Q247, Z247),0),IF(AW247=2,Fall2Tzul(AX247, AZ247, BJ247,W247, Z247),0))","v":{"$error":"#VALUE!"}},{"$f":"IF($F$34=$D$34,IF(AW247=2,Fall2xzul(AX247,AZ247,BL247,R247,AA247),0),IF(AW247=2,Fall2xzul(AX247,AZ247,BL247,X247,AA247),0))","v":{"$error":"#VALUE!"}},{"$error":"#VALUE!"},{"$error":"#VALUE!"},{"$error":"#VALUE!"},{"$error":"#VALUE!"},22,{"$error":"#VALUE!"},{"$f":"AbsFeuchte(BJ247,BK247,$N$17)","v":{"$error":"#VALUE!"}},{"$error":"#VALUE!"},{"$error":"#VALUE!"},{"$error":"#VALUE!"},{"$error":"#VALUE!"},{"$error":"#VALUE!"},26,{"$error":"#VALUE!"},{"$f":"AbsFeuchte(BR247,BS247,$N$17)","v":{"$error":"#VALUE!"}},{"$f":"IF($J$19=0,IF(E$11=$S$8,BR247+$N$16,BR247),IF(E$11=$S$8,BR247+$N$16+#REF!,BR247+$J$19))","v":26},{"$error":"#VALUE!"},{"$error":"#VALUE!"},{"$error":"#VALUE!"},{"$error":"#N/A"},{"$error":"#VALUE!"},0,0,0,{"$error":"#N/A"},{"$error":"#DIV/0!"},{"$error":"#DIV/0!"},{"$error":"#DIV/0!"},{"$error":"#VALUE!"},{"$error":"#VALUE!"},{"$error":"#DIV/0!"},{"$error":"#DIV/0!"},{"$error":"#VALUE!"},0,{"$error":"#VALUE!"},{"$error":"#VALUE!"},{"$error":"#N/A"},{"$error":"#N/A"},{"$error":"#N/A"},{"$error":"#N/A"},{"$error":"#N/A"},{"$error":"#N/A"},{"$error":"#N/A"},{"$error":"#DIV/0!"},{"$error":"#VALUE!"},22,{"$error":"#VALUE!"},35]
[null,null,null,null,null,null,null,null,null,null,null,null,null,null,null,null,null,null,null,null,null,null,null,null,null,null,null,null,null,null,null,null,null,null,null,null,null,null,null,null,null,null,null,null,null,null,null,null,null,null,null,null,null,null,null,null,null,null,null,null,null,null,null,null,null,null,null,null,null,null,null,null,null,null,null,null,null,null,null,null,null,null,{"$f":"SUM(CE188:CE247)","v":{"$error":"#DIV/0!"}},{"$error":"#DIV/0!"},{"$error":"#DIV/0!"},{"$error":"#VALUE!"},{"$error":"#VALUE!"},{"$error":"#DIV/0!"},{"$error":"#DIV/0!"},{"$error":"#VALUE!"},0,null,null,null,null,null,{"$f":"BJ247","v":22},{"$f":"SUM(CT188:CT247)","v":{"$error":"#N/A"}},null,null,{"$f":"ROUND(MAX(CW188:CW247),0)","v":{"$error":"#DIV/0!"}},null,{"$f":"BJ247","v":22},{"$f":"BN247","v":{"$error":"#VALUE!"}}]
["Energieverbrauch ",null,"IST",null,"SOLL",null,null,"Abluft","Raumluft","Raumluft"]
[null,null,"Nutzenergie","Kosten","Nutzenergie","Kosten",null,"tABL ","rFRaum ","xRaum "]
[null,null,"[kWh]","[CHF/a]","[kWh]","[CHF/a]",null,{"$f":"LOOKUP(B86,$DA$120:$DA$179,$BU$120:$BU$179)","v":24},{"$f":"LOOKUP(B86,$DA$120:$DA$179,$BS$120:$BS$179)","v":{"$error":"#VALUE!"}},{"$f":"AbsFeuchte(D86,I251,$N$17)","v":{"$error":"#VALUE!"}}]
["Luftkühlung",null,{"$f":"IFERROR(CJ180*1000,0)","v":0},{"$f":"IFERROR(C252*I26/100,0)","v":0},{"$f":"IFERROR(CJ248*1000,0)","v":0},{"$f":"IFERROR(E252*J26/100,0)","v":0},null,{"$f":"LOOKUP(B87,$DA$120:$DA$179,$BU$120:$BU$179)","v":24},{"$f":"LOOKUP(B87,$DA$120:$DA$179,$BS$120:$BS$179)","v":{"$error":"#VALUE!"}},{"$f":"AbsFeuchte(D87,I252,$N$17)","v":{"$error":"#VALUE!"}}]
["Lufterwärmung",null,{"$f":"IFERROR(CK180*1000,0)","v":0},{"$f":"IFERROR(C253*I25/100,0)","v":0},{"$f":"IFERROR(CK248*1000,0)","v":0},{"$f":"IFERROR(E253*J25/100,0)","v":0},null,{"$f":"LOOKUP(B88,$DA$120:$DA$179,$BU$120:$BU$179)","v":26},{"$f":"LOOKUP(B88,$DA$120:$DA$179,$BS$120:$BS$179)","v":{"$error":"#VALUE!"}},{"$f":"AbsFeuchte(D88,I253,$N$17)","v":{"$error":"#VALUE!"}}]
["Erwärmung Bef.",null,{"$f":"IFERROR(CM180*1000,0)","v":0},{"$f":"IFERROR(C254*I25/100,0)","v":0},{"$f":"IFERROR(CM248*1000,0)","v":0},{"$f":"IFERROR(E254*J25/100,0)","v":0},null,{"$f":"LOOKUP(B89,$DA$120:$DA$179,$BU$120:$BU$179)","v":26},{"$f":"LOOKUP(B89,$DA$120:$DA$179,$BS$120:$BS$179)","v":{"$error":"#VALUE!"}},{"$f":"AbsFeuchte(D89,I254,$N$17)","v":{"$error":"#VALUE!"}}]
["Entfeuchtung","Kühlung Entf.",{"$f":"IFERROR(CE180*1000,0)","v":0},{"$f":"IFERROR(C255*I26/100,0)","v":0},{"$f":"IFERROR(CE248*1000,0)","v":0},{"$f":"IFERROR(E255*J26/100,0)","v":0},null,"Abluft","Raumluft","Raumluft"]
[null,"Erwärmung Entf.",{"$f":"IFERROR(CF180*1000,0)","v":0},{"$f":"IFERROR(C256*I25/100,0)","v":0},{"$f":"IFERROR(CF248*1000,0)","v":0},{"$f":"IFERROR(E256*J25/100,0)","v":0},null,"tABL ","rFRaum ","xRaum "]
["Luftumwälzung","Ventilator",{"$f":"IFERROR(CT180*1000,0)","v":0},{"$f":"IFERROR(C257*I24/100,0)","v":0},{"$f":"IFERROR(CT248*1000,0)","v":0},{"$f":"IFERROR(E257*J24/100,0)","v":0},null,{"$f":"LOOKUP(B92,$DA$188:$DA$247,$BU$188:$BU$247)","v":24},{"$f":"LOOKUP(B92,$DA$188:$DA$247,$BS$188:$BS$247)","v":{"$error":"#VALUE!"}},{"$f":"AbsFeuchte(D92,I257,$N$17)","v":{"$error":"#VALUE!"}}]
["Total Energie",null,{"$f":"SUM(C252:C257)","v":0},{"$f":"SUM(D252:D257)","v":0},{"$f":"SUM(E252:E257)","v":0},{"$f":"SUM(F252:F257)","v":0},null,{"$f":"LOOKUP(B93,$DA$188:$DA$247,$BU$188:$BU$247)","v":24},{"$f":"LOOKUP(B93,$DA$188:$DA$247,$BS$188:$BS$247)","v":{"$error":"#VALUE!"}},{"$f":"AbsFeuchte(D93,I258,$N$17)","v":{"$error":"#VALUE!"}}]
[null,null,"Liter/a","[CHF/a]","Liter/a","[CHF/a]",null,{"$f":"LOOKUP(B94,$DA$188:$DA$247,$BU$188:$BU$247)","v":26},{"$f":"LOOKUP(B94,$DA$188:$DA$247,$BS$188:$BS$247)","v":{"$error":"#VALUE!"}},{"$f":"AbsFeuchte(D94,I259,$N$17)","v":{"$error":"#VALUE!"}}]
["Wasser Bef.",null,{"$f":"IFERROR(CH180,0)","v":0},{"$f":"IFERROR(C260/1000*I27/100,0)","v":0},{"$f":"IFERROR(CH248,0)","v":0},{"$f":"IFERROR(E260/1000*J27/100,0)","v":0},null,{"$f":"LOOKUP(B95,$DA$188:$DA$247,$BU$188:$BU$247)","v":26},{"$f":"LOOKUP(B95,$DA$188:$DA$247,$BS$188:$BS$247)","v":{"$error":"#VALUE!"}},{"$f":"AbsFeuchte(D95,I260,$N$17)","v":{"$error":"#VALUE!"}}]
["Entfeuchtung",null,{"$f":"IFERROR(CL180,0)","v":0},0,{"$f":"IFERROR(CL248,0)","v":0},0]
["Daten für HG","Leistung kW",null,"Daten für KG"]
["Tab","Bestehend","Optimiert","Bestehend","Optimiert"]
["°C","kW","kW","kW","kW"]
[-25,{"$f":"IFERROR((CK119+CF119)*1000/Klimadaten!O5,0)","v":0},{"$f":"IFERROR((CK187+CF187)*1000/Klimadaten!O5,0)","v":0},{"$f":"IFERROR((CE119+CJ119)*1000/Klimadaten!O5,0)","v":0},{"$f":"IFERROR((CE187+CJ187)*1000/Klimadaten!O5,0)","v":0}]
[-24,{"$f":"IFERROR((CK120+CF120)*1000/Klimadaten!O6,0)","v":0},{"$f":"IFERROR((CK188+CF188)*1000/Klimadaten!O6,0)","v":0},{"$f":"IFERROR((CE120+CJ120)*1000/Klimadaten!O6,0)","v":0},{"$f":"IFERROR((CE188+CJ188)*1000/Klimadaten!O6,0)","v":0}]
[-23,{"$f":"IFERROR((CK121+CF121)*1000/Klimadaten!O7,0)","v":0},{"$f":"IFERROR((CK189+CF189)*1000/Klimadaten!O7,0)","v":0},{"$f":"IFERROR((CE121+CJ121)*1000/Klimadaten!O7,0)","v":0},{"$f":"IFERROR((CE189+CJ189)*1000/Klimadaten!O7,0)","v":0}]
[-22,{"$f":"IFERROR((CK122+CF122)*1000/Klimadaten!O8,0)","v":0},{"$f":"IFERROR((CK190+CF190)*1000/Klimadaten!O8,0)","v":0},{"$f":"IFERROR((CE122+CJ122)*1000/Klimadaten!O8,0)","v":0},{"$f":"IFERROR((CE190+CJ190)*1000/Klimadaten!O8,0)","v":0}]
[-21,{"$f":"IFERROR((CK123+CF123)*1000/Klimadaten!O9,0)","v":0},{"$f":"IFERROR((CK191+CF191)*1000/Klimadaten!O9,0)","v":0},{"$f":"IFERROR((CE123+CJ123)*1000/Klimadaten!O9,0)","v":0},{"$f":"IFERROR((CE191+CJ191)*1000/Klimadaten!O9,0)","v":0}]
[-20,{"$f":"IFERROR((CK124+CF124)*1000/Klimadaten!O10,0)","v":0},{"$f":"IFERROR((CK192+CF192)*1000/Klimadaten!O10,0)","v":0},{"$f":"IFERROR((CE124+CJ124)*1000/Klimadaten!O10,0)","v":0},{"$f":"IFERROR((CE192+CJ192)*1000/Klimadaten!O10,0)","v":0}]
[-19,{"$f":"IFERROR((CK125+CF125)*1000/Klimadaten!O11,0)","v":0},{"$f":"IFERROR((CK193+CF193)*1000/Klimadaten!O11,0)","v":0},{"$f":"IFERROR((CE125+CJ125)*1000/Klimadaten!O11,0)","v":0},{"$f":"IFERROR((CE193+CJ193)*1000/Klimadaten!O11,0)","v":0}]
[-18,{"$f":"IFERROR((CK126+CF126)*1000/Klimadaten!O12,0)","v":0},{"$f":"IFERROR((CK194+CF194)*1000/Klimadaten!O12,0)","v":0},{"$f":"IFERROR((CE126+CJ126)*1000/Klimadaten!O12,0)","v":0},{"$f":"IFERROR((CE194+CJ194)*1000/Klimadaten!O12,0)","v":0}]
[-17,{"$f":"IFERROR((CK127+CF127)*1000/Klimadaten!O13,0)","v":0},{"$f":"IFERROR((CK195+CF195)*1000/Klimadaten!O13,0)","v":0},{"$f":"IFERROR((CE127+CJ127)*1000/Klimadaten!O13,0)","v":0},{"$f":"IFERROR((CE195+CJ195)*1000/Klimadaten!O13,0)","v":0}]
[-16,{"$f":"IFERROR((CK128+CF128)*1000/Klimadaten!O14,0)","v":0},{"$f":"IFERROR((CK196+CF196)*1000/Klimadaten!O14,0)","v":0},{"$f":"IFERROR((CE128+CJ128)*1000/Klimadaten!O14,0)","v":0},{"$f":"IFERROR((CE196+CJ196)*1000/Klimadaten!O14,0)","v":0}]
[-15,{"$f":"IFERROR((CK129+CF129)*1000/Klimadaten!O15,0)","v":0},{"$f":"IFERROR((CK197+CF197)*1000/Klimadaten!O15,0)","v":0},{"$f":"IFERROR((CE129+CJ129)*1000/Klimadaten!O15,0)","v":0},{"$f":"IFERROR((CE197+CJ197)*1000/Klimadaten!O15,0)","v":0}]
[-14,{"$f":"IFERROR((CK130+CF130)*1000/Klimadaten!O16,0)","v":0},{"$f":"IFERROR((CK198+CF198)*1000/Klimadaten!O16,0)","v":0},{"$f":"IFERROR((CE130+CJ130)*1000/Klimadaten!O16,0)","v":0},{"$f":"IFERROR((CE198+CJ198)*1000/Klimadaten!O16,0)","v":0}]
[-13,{"$f":"IFERROR((CK131+CF131)*1000/Klimadaten!O17,0)","v":0},{"$f":"IFERROR((CK199+CF199)*1000/Klimadaten!O17,0)","v":0},{"$f":"IFERROR((CE131+CJ131)*1000/Klimadaten!O17,0)","v":0},{"$f":"IFERROR((CE199+CJ199)*1000/Klimadaten!O17,0)","v":0}]
[-12,{"$f":"IFERROR((CK132+CF132)*1000/Klimadaten!O18,0)","v":0},{"$f":"IFERROR((CK200+CF200)*1000/Klimadaten!O18,0)","v":0},{"$f":"IFERROR((CE132+CJ132)*1000/Klimadaten!O18,0)","v":0},{"$f":"IFERROR((CE200+CJ200)*1000/Klimadaten!O18,0)","v":0}]
[-11,{"$f":"IFERROR((CK133+CF133)*1000/Klimadaten!O19,0)","v":0},{"$f":"IFERROR((CK201+CF201)*1000/Klimadaten!O19,0)","v":0},{"$f":"IFERROR((CE133+CJ133)*1000/Klimadaten!O19,0)","v":0},{"$f":"IFERROR((CE201+CJ201)*1000/Klimadaten!O19,0)","v":0}]
[-10,{"$f":"IFERROR((CK134+CF134)*1000/Klimadaten!O20,0)","v":0},{"$f":"IFERROR((CK202+CF202)*1000/Klimadaten!O20,0)","v":0},{"$f":"IFERROR((CE134+CJ134)*1000/Klimadaten!O20,0)","v":0},{"$f":"IFERROR((CE202+CJ202)*1000/Klimadaten!O20,0)","v":0}]
[-9,{"$f":"IFERROR((CK135+CF135)*1000/Klimadaten!O21,0)","v":0},{"$f":"IFERROR((CK203+CF203)*1000/Klimadaten!O21,0)","v":0},{"$f":"IFERROR((CE135+CJ135)*1000/Klimadaten!O21,0)","v":0},{"$f":"IFERROR((CE203+CJ203)*1000/Klimadaten!O21,0)","v":0}]
[-8,{"$f":"IFERROR((CK136+CF136)*1000/Klimadaten!O22,0)","v":0},{"$f":"IFERROR((CK204+CF204)*1000/Klimadaten!O22,0)","v":0},{"$f":"IFERROR((CE136+CJ136)*1000/Klimadaten!O22,0)","v":0},{"$f":"IFERROR((CE204+CJ204)*1000/Klimadaten!O22,0)","v":0}]
[-7,{"$f":"IFERROR((CK137+CF137)*1000/Klimadaten!O23,0)","v":0},{"$f":"IFERROR((CK205+CF205)*1000/Klimadaten!O23,0)","v":0},{"$f":"IFERROR((CE137+CJ137)*1000/Klimadaten!O23,0)","v":0},{"$f":"IFERROR((CE205+CJ205)*1000/Klimadaten!O23,0)","v":0}]
[-6,{"$f":"IFERROR((CK138+CF138)*1000/Klimadaten!O24,0)","v":0},{"$f":"IFERROR((CK206+CF206)*1000/Klimadaten!O24,0)","v":0},{"$f":"IFERROR((CE138+CJ138)*1000/Klimadaten!O24,0)","v":0},{"$f":"IFERROR((CE206+CJ206)*1000/Klimadaten!O24,0)","v":0}]
[-5,{"$f":"IFERROR((CK139+CF139)*1000/Klimadaten!O25,0)","v":0},{"$f":"IFERROR((CK207+CF207)*1000/Klimadaten!O25,0)","v":0},{"$f":"IFERROR((CE139+CJ139)*1000/Klimadaten!O25,0)","v":0},{"$f":"IFERROR((CE207+CJ207)*1000/Klimadaten!O25,0)","v":0}]
[-4,{"$f":"IFERROR((CK140+CF140)*1000/Klimadaten!O26,0)","v":0},{"$f":"IFERROR((CK208+CF208)*1000/Klimadaten!O26,0)","v":0},{"$f":"IFERROR((CE140+CJ140)*1000/Klimadaten!O26,0)","v":0},{"$f":"IFERROR((CE208+CJ208)*1000/Klimadaten!O26,0)","v":0}]
[-3,{"$f":"IFERROR((CK141+CF141)*1000/Klimadaten!O27,0)","v":0},{"$f":"IFERROR((CK209+CF209)*1000/Klimadaten!O27,0)","v":0},{"$f":"IFERROR((CE141+CJ141)*1000/Klimadaten!O27,0)","v":0},{"$f":"IFERROR((CE209+CJ209)*1000/Klimadaten!O27,0)","v":0}]
[-2,{"$f":"IFERROR((CK142+CF142)*1000/Klimadaten!O28,0)","v":0},{"$f":"IFERROR((CK210+CF210)*1000/Klimadaten!O28,0)","v":0},{"$f":"IFERROR((CE142+CJ142)*1000/Klimadaten!O28,0)","v":0},{"$f":"IFERROR((CE210+CJ210)*1000/Klimadaten!O28,0)","v":0}]
[-1,{"$f":"IFERROR((CK143+CF143)*1000/Klimadaten!O29,0)","v":0},{"$f":"IFERROR((CK211+CF211)*1000/Klimadaten!O29,0)","v":0},{"$f":"IFERROR((CE143+CJ143)*1000/Klimadaten!O29,0)","v":0},{"$f":"IFERROR((CE211+CJ211)*1000/Klimadaten!O29,0)","v":0}]
[0,{"$f":"IFERROR((CK144+CF144)*1000/Klimadaten!O30,0)","v":0},{"$f":"IFERROR((CK212+CF212)*1000/Klimadaten!O30,0)","v":0},{"$f":"IFERROR((CE144+CJ144)*1000/Klimadaten!O30,0)","v":0},{"$f":"IFERROR((CE212+CJ212)*1000/Klimadaten!O30,0)","v":0}]
[1,{"$f":"IFERROR((CK145+CF145)*1000/Klimadaten!O31,0)","v":0},{"$f":"IFERROR((CK213+CF213)*1000/Klimadaten!O31,0)","v":0},{"$f":"IFERROR((CE145+CJ145)*1000/Klimadaten!O31,0)","v":0},{"$f":"IFERROR((CE213+CJ213)*1000/Klimadaten!O31,0)","v":0}]
[2,{"$f":"IFERROR((CK146+CF146)*1000/Klimadaten!O32,0)","v":0},{"$f":"IFERROR((CK214+CF214)*1000/Klimadaten!O32,0)","v":0},{"$f":"IFERROR((CE146+CJ146)*1000/Klimadaten!O32,0)","v":0},{"$f":"IFERROR((CE214+CJ214)*1000/Klimadaten!O32,0)","v":0}]
[3,{"$f":"IFERROR((CK147+CF147)*1000/Klimadaten!O33,0)","v":0},{"$f":"IFERROR((CK215+CF215)*1000/Klimadaten!O33,0)","v":0},{"$f":"IFERROR((CE147+CJ147)*1000/Klimadaten!O33,0)","v":0},{"$f":"IFERROR((CE215+CJ215)*1000/Klimadaten!O33,0)","v":0}]
[4,{"$f":"IFERROR((CK148+CF148)*1000/Klimadaten!O34,0)","v":0},{"$f":"IFERROR((CK216+CF216)*1000/Klimadaten!O34,0)","v":0},{"$f":"IFERROR((CE148+CJ148)*1000/Klimadaten!O34,0)","v":0},{"$f":"IFERROR((CE216+CJ216)*1000/Klimadaten!O34,0)","v":0}]
[5,{"$f":"IFERROR((CK149+CF149)*1000/Klimadaten!O35,0)","v":0},{"$f":"IFERROR((CK217+CF217)*1000/Klimadaten!O35,0)","v":0},{"$f":"IFERROR((CE149+CJ149)*1000/Klimadaten!O35,0)","v":0},{"$f":"IFERROR((CE217+CJ217)*1000/Klimadaten!O35,0)","v":0}]
[6,{"$f":"IFERROR((CK150+CF150)*1000/Klimadaten!O36,0)","v":0},{"$f":"IFERROR((CK218+CF218)*1000/Klimadaten!O36,0)","v":0},{"$f":"IFERROR((CE150+CJ150)*1000/Klimadaten!O36,0)","v":0},{"$f":"IFERROR((CE218+CJ218)*1000/Klimadaten!O36,0)","v":0}]
[7,{"$f":"IFERROR((CK151+CF151)*1000/Klimadaten!O37,0)","v":0},{"$f":"IFERROR((CK219+CF219)*1000/Klimadaten!O37,0)","v":0},{"$f":"IFERROR((CE151+CJ151)*1000/Klimadaten!O37,0)","v":0},{"$f":"IFERROR((CE219+CJ219)*1000/Klimadaten!O37,0)","v":0}]
[8,{"$f":"IFERROR((CK152+CF152)*1000/Klimadaten!O38,0)","v":0},{"$f":"IFERROR((CK220+CF220)*1000/Klimadaten!O38,0)","v":0},{"$f":"IFERROR((CE152+CJ152)*1000/Klimadaten!O38,0)","v":0},{"$f":"IFERROR((CE220+CJ220)*1000/Klimadaten!O38,0)","v":0}]
[9,{"$f":"IFERROR((CK153+CF153)*1000/Klimadaten!O39,0)","v":0},{"$f":"IFERROR((CK221+CF221)*1000/Klimadaten!O39,0)","v":0},{"$f":"IFERROR((CE153+CJ153)*1000/Klimadaten!O39,0)","v":0},{"$f":"IFERROR((CE221+CJ221)*1000/Klimadaten!O39,0)","v":0}]
[10,{"$f":"IFERROR((CK154+CF154)*1000/Klimadaten!O40,0)","v":0},{"$f":"IFERROR((CK222+CF222)*1000/Klimadaten!O40,0)","v":0},{"$f":"IFERROR((CE154+CJ154)*1000/Klimadaten!O40,0)","v":0},{"$f":"IFERROR((CE222+CJ222)*1000/Klimadaten!O40,0)","v":0}]
[11,{"$f":"IFERROR((CK155+CF155)*1000/Klimadaten!O41,0)","v":0},{"$f":"IFERROR((CK223+CF223)*1000/Klimadaten!O41,0)","v":0},{"$f":"IFERROR((CE155+CJ155)*1000/Klimadaten!O41,0)","v":0},{"$f":"IFERROR((CE223+CJ223)*1000/Klimadaten!O41,0)","v":0}]
[12,{"$f":"IFERROR((CK156+CF156)*1000/Klimadaten!O42,0)","v":0},{"$f":"IFERROR((CK224+CF224)*1000/Klimadaten!O42,0)","v":0},{"$f":"IFERROR((CE156+CJ156)*1000/Klimadaten!O42,0)","v":0},{"$f":"IFERROR((CE224+CJ224)*1000/Klimadaten!O42,0)","v":0}]
[13,{"$f":"IFERROR((CK157+CF157)*1000/Klimadaten!O43,0)","v":0},{"$f":"IFERROR((CK225+CF225)*1000/Klimadaten!O43,0)","v":0},{"$f":"IFERROR((CE157+CJ157)*1000/Klimadaten!O43,0)","v":0},{"$f":"IFERROR((CE225+CJ225)*1000/Klimadaten!O43,0)","v":0}]
[14,{"$f":"IFERROR((CK158+CF158)*1000/Klimadaten!O44,0)","v":0},{"$f":"IFERROR((CK226+CF226)*1000/Klimadaten!O44,0)","v":0},{"$f":"IFERROR((CE158+CJ158)*1000/Klimadaten!O44,0)","v":0},{"$f":"IFERROR((CE226+CJ226)*1000/Klimadaten!O44,0)","v":0}]
[15,{"$f":"IFERROR((CK159+CF159)*1000/Klimadaten!O45,0)","v":0},{"$f":"IFERROR((CK227+CF227)*1000/Klimadaten!O45,0)","v":0},{"$f":"IFERROR((CE159+CJ159)*1000/Klimadaten!O45,0)","v":0},{"$f":"IFERROR((CE227+CJ227)*1000/Klimadaten!O45,0)","v":0}]
[16,{"$f":"IFERROR((CK160+CF160)*1000/Klimadaten!O46,0)","v":0},{"$f":"IFERROR((CK228+CF228)*1000/Klimadaten!O46,0)","v":0},{"$f":"IFERROR((CE160+CJ160)*1000/Klimadaten!O46,0)","v":0},{"$f":"IFERROR((CE228+CJ228)*1000/Klimadaten!O46,0)","v":0}]
[17,{"$f":"IFERROR((CK161+CF161)*1000/Klimadaten!O47,0)","v":0},{"$f":"IFERROR((CK229+CF229)*1000/Klimadaten!O47,0)","v":0},{"$f":"IFERROR((CE161+CJ161)*1000/Klimadaten!O47,0)","v":0},{"$f":"IFERROR((CE229+CJ229)*1000/Klimadaten!O47,0)","v":0}]
[18,{"$f":"IFERROR((CK162+CF162)*1000/Klimadaten!O48,0)","v":0},{"$f":"IFERROR((CK230+CF230)*1000/Klimadaten!O48,0)","v":0},{"$f":"IFERROR((CE162+CJ162)*1000/Klimadaten!O48,0)","v":0},{"$f":"IFERROR((CE230+CJ230)*1000/Klimadaten!O48,0)","v":0}]
[19,{"$f":"IFERROR((CK163+CF163)*1000/Klimadaten!O49,0)","v":0},{"$f":"IFERROR((CK231+CF231)*1000/Klimadaten!O49,0)","v":0},{"$f":"IFERROR((CE163+CJ163)*1000/Klimadaten!O49,0)","v":0},{"$f":"IFERROR((CE231+CJ231)*1000/Klimadaten!O49,0)","v":0}]
[20,{"$f":"IFERROR((CK164+CF164)*1000/Klimadaten!O50,0)","v":0},{"$f":"IFERROR((CK232+CF232)*1000/Klimadaten!O50,0)","v":0},{"$f":"IFERROR((CE164+CJ164)*1000/Klimadaten!O50,0)","v":0},{"$f":"IFERROR((CE232+CJ232)*1000/Klimadaten!O50,0)","v":0}]
[21,{"$f":"IFERROR((CK165+CF165)*1000/Klimadaten!O51,0)","v":0},{"$f":"IFERROR((CK233+CF233)*1000/Klimadaten!O51,0)","v":0},{"$f":"IFERROR((CE165+CJ165)*1000/Klimadaten!O51,0)","v":0},{"$f":"IFERROR((CE233+CJ233)*1000/Klimadaten!O51,0)","v":0}]
[22,{"$f":"IFERROR((CK166+CF166)*1000/Klimadaten!O52,0)","v":0},{"$f":"IFERROR((CK234+CF234)*1000/Klimadaten!O52,0)","v":0},{"$f":"IFERROR((CE166+CJ166)*1000/Klimadaten!O52,0)","v":0},{"$f":"IFERROR((CE234+CJ234)*1000/Klimadaten!O52,0)","v":0}]
[23,{"$f":"IFERROR((CK167+CF167)*1000/Klimadaten!O53,0)","v":0},{"$f":"IFERROR((CK235+CF235)*1000/Klimadaten!O53,0)","v":0},{"$f":"IFERROR((CE167+CJ167)*1000/Klimadaten!O53,0)","v":0},{"$f":"IFERROR((CE235+CJ235)*1000/Klimadaten!O53,0)","v":0}]
[24,{"$f":"IFERROR((CK168+CF168)*1000/Klimadaten!O54,0)","v":0},{"$f":"IFERROR((CK236+CF236)*1000/Klimadaten!O54,0)","v":0},{"$f":"IFERROR((CE168+CJ168)*1000/Klimadaten!O54,0)","v":0},{"$f":"IFERROR((CE236+CJ236)*1000/Klimadaten!O54,0)","v":0}]
[25,{"$f":"IFERROR((CK169+CF169)*1000/Klimadaten!O55,0)","v":0},{"$f":"IFERROR((CK237+CF237)*1000/Klimadaten!O55,0)","v":0},{"$f":"IFERROR((CE169+CJ169)*1000/Klimadaten!O55,0)","v":0},{"$f":"IFERROR((CE237+CJ237)*1000/Klimadaten!O55,0)","v":0}]
[26,{"$f":"IFERROR((CK170+CF170)*1000/Klimadaten!O56,0)","v":0},{"$f":"IFERROR((CK238+CF238)*1000/Klimadaten!O56,0)","v":0},{"$f":"IFERROR((CE170+CJ170)*1000/Klimadaten!O56,0)","v":0},{"$f":"IFERROR((CE238+CJ238)*1000/Klimadaten!O56,0)","v":0}]
[27,{"$f":"IFERROR((CK171+CF171)*1000/Klimadaten!O57,0)","v":0},{"$f":"IFERROR((CK239+CF239)*1000/Klimadaten!O57,0)","v":0},{"$f":"IFERROR((CE171+CJ171)*1000/Klimadaten!O57,0)","v":0},{"$f":"IFERROR((CE239+CJ239)*1000/Klimadaten!O57,0)","v":0}]
[28,{"$f":"IFERROR((CK172+CF172)*1000/Klimadaten!O58,0)","v":0},{"$f":"IFERROR((CK240+CF240)*1000/Klimadaten!O58,0)","v":0},{"$f":"IFERROR((CE172+CJ172)*1000/Klimadaten!O58,0)","v":0},{"$f":"IFERROR((CE240+CJ240)*1000/Klimadaten!O58,0)","v":0}]
[29,{"$f":"IFERROR((CK173+CF173)*1000/Klimadaten!O59,0)","v":0},{"$f":"IFERROR((CK241+CF241)*1000/Klimadaten!O59,0)","v":0},{"$f":"IFERROR((CE173+CJ173)*1000/Klimadaten!O59,0)","v":0},{"$f":"IFERROR((CE241+CJ241)*1000/Klimadaten!O59,0)","v":0}]
[30,{"$f":"IFERROR((CK174+CF174)*1000/Klimadaten!O60,0)","v":0},{"$f":"IFERROR((CK242+CF242)*1000/Klimadaten!O60,0)","v":0},{"$f":"IFERROR((CE174+CJ174)*1000/Klimadaten!O60,0)","v":0},{"$f":"IFERROR((CE242+CJ242)*1000/Klimadaten!O60,0)","v":0}]
[31,{"$f":"IFERROR((CK175+CF175)*1000/Klimadaten!O61,0)","v":0},{"$f":"IFERROR((CK243+CF243)*1000/Klimadaten!O61,0)","v":0},{"$f":"IFERROR((CE175+CJ175)*1000/Klimadaten!O61,0)","v":0},{"$f":"IFERROR((CE243+CJ243)*1000/Klimadaten!O61,0)","v":0}]
[32,{"$f":"IFERROR((CK176+CF176)*1000/Klimadaten!O62,0)","v":0},{"$f":"IFERROR((CK244+CF244)*1000/Klimadaten!O62,0)","v":0},{"$f":"IFERROR((CE176+CJ176)*1000/Klimadaten!O62,0)","v":0},{"$f":"IFERROR((CE244+CJ244)*1000/Klimadaten!O62,0)","v":0}]
[33,{"$f":"IFERROR((CK177+CF177)*1000/Klimadaten!O63,0)","v":0},{"$f":"IFERROR((CK245+CF245)*1000/Klimadaten!O63,0)","v":0},{"$f":"IFERROR((CE177+CJ177)*1000/Klimadaten!O63,0)","v":0},{"$f":"IFERROR((CE245+CJ245)*1000/Klimadaten!O63,0)","v":0}]
[34,{"$f":"IFERROR((CK178+CF178)*1000/Klimadaten!O64,0)","v":0},{"$f":"IFERROR((CK246+CF246)*1000/Klimadaten!O64,0)","v":0},{"$f":"IFERROR((CE178+CJ178)*1000/Klimadaten!O64,0)","v":0},{"$f":"IFERROR((CE246+CJ246)*1000/Klimadaten!O64,0)","v":0}]
[35,{"$f":"IFERROR((CK179+CF179)*1000/Klimadaten!O65,0)","v":0},{"$f":"IFERROR((CK247+CF247)*1000/Klimadaten!O65,0)","v":0},{"$f":"IFERROR((CE179+CJ179)*1000/Klimadaten!O65,0)","v":0},{"$f":"IFERROR((CE247+CJ247)*1000/Klimadaten!O65,0)","v":0}]

{"sheet":"Berechnung Bel","index":46,"n_rows":45,"n_cols":17,"rows_kept":45,"cut":false,"hidden":true,"merged":[[1,0,1,2],[2,0,2,2],[3,0,3,2],[4,0,4,2],[5,0,5,2]]}
["Gebäudekategorie gemäss Startblatt"]
[{"$f":"Startblatt!J5","v":0},null,null,"Zeilennr",{"$f":"MATCH(A2,Grundlagendaten!A12:A23,0)","v":{"$error":"#N/A"}},null,null,"spez. Energiepreise","Bestehend","Optimiert",null,null,null,null,null,{"$f":"Begriffe!B726","v":"manuell"}]
["Nutzungstage pro Jahr",null,null,"d/a",{"$f":"INDEX(Grundlagendaten!A12:N23,E2,8)","v":{"$error":"#N/A"}},null,null,{"$f":"Grundlagendaten!L65","v":"Elektrizität"},{"$f":"VLOOKUP(H3,Startblatt!$B$21:$E$26,4,FALSE)","v":{"$error":"#N/A"}},{"$f":"VLOOKUP(H3,Startblatt!$B$21:$E$26,4,FALSE)","v":{"$error":"#N/A"}},"Rp. / kWh",null,{"$f":"Begriffe!B737","v":"normal"},null,{"$f":"Begriffe!B732","v":"gut"},{"$f":"Begriffe!B727","v":"Tageslicht"}]
["Jahresgleichzeitigkeit",null,null,"-",{"$f":"INDEX(Grundlagendaten!A12:N23,E2,9)","v":{"$error":"#N/A"}},null,null,"Wärme",{"$f":"'Berechnung WE'!$C$849*100","v":{"$error":"#DIV/0!"}},{"$f":"'Berechnung WE'!$D$849*100","v":{"$error":"#DIV/0!"}},"Rp. / kWh",null,{"$f":"Begriffe!B738","v":"schwach "},null,{"$f":"Begriffe!B733","v":"mittel"},{"$f":"Begriffe!B728","v":"Präsenz"}]
["Nutzungsstunden pro Tag",null,null,"h/d",{"$f":"INDEX(Grundlagendaten!A12:N23,E2,10)","v":{"$error":"#N/A"}},null,null,"Kälte",{"$f":"KE!$Z$62","v":{"$error":"#N/A"}},{"$f":"KE!$AA$62","v":{"$error":"#N/A"}},"Rp. / kWh",null,{"$f":"Begriffe!B739","v":"sporadisch"},null,{"$f":"Begriffe!B734","v":"gering"},{"$f":"Begriffe!B729","v":"Präs.&Tageslicht"}]
["Nutzungsstunden pro Nacht",null,null,"h/d",{"$f":"INDEX(Grundlagendaten!A12:N23,E$2,11)","v":{"$error":"#N/A"}},null,null,{"$f":"Grundlagendaten!L67","v":"Wasser"},{"$f":"VLOOKUP('Berechnung HG'!L9,Startblatt!$B$21:$E$26,4,FALSE)*100","v":{"$error":"#N/A"}},{"$f":"VLOOKUP('Berechnung HG'!L9,Startblatt!$B$21:$E$26,4,FALSE)*100","v":{"$error":"#N/A"}},"Rp. / m3"]
["Mittlere Beleuchtungsstärke",null,null,"lux",{"$f":"INDEX(Grundlagendaten!A12:N23,E2,14)","v":{"$error":"#N/A"}}]
["Bestehend"]
["Nr","Leistung Total","Nutzungstage pro Jahr","Jahresgleichzeitigkeit","Nutzungsstunden pro Tag","Mittlere Beleuchtungsstärke","Tageslichtnutzung","Reduktion manuell","Reduktion auto","Steuerung","Personenfequenz","Korrekturfaktor Präsenzmelder","Nutzungsstunden reduziert","Volllasstunden Standard","Volllasstunden Eingabe","Verbrauch","Energiekosten"]
[null,"kW","d/a",null,"h/d","lux",null,"h/d","h/d","-",null,"-","h/d","h/a","h/a","kWh/a","CHF"]
["B01",{"$f":"Beleuchtung!D6*Beleuchtung!E6/1000","v":0},{"$f":"E$3","v":{"$error":"#N/A"}},{"$f":"E$4","v":{"$error":"#N/A"}},{"$f":"E$5","v":{"$error":"#N/A"}},{"$f":"E$7","v":{"$error":"#N/A"}},{"$f":"Beleuchtung!G6","v":0},{"$f":"IF(G11=0,0,INDEX(Grundlagendaten!$A$72:$D$77,MATCH('Berechnung Bel'!F11,Grundlagendaten!$A$72:$A$77,0),MATCH('Berechnung Bel'!G11,Grundlagendaten!$A$72:$D$72,0)))","v":0},{"$f":"IF(G11=0,0,INDEX(Grundlagendaten!$A$82:$D$87,MATCH('Berechnung Bel'!F11,Grundlagendaten!$A$82:$A$87,0),MATCH('Berechnung Bel'!G11,Grundlagendaten!$A$82:$D$82,0)))","v":0},{"$f":"IF(Beleuchtung!$F6=0,0,MATCH(Beleuchtung!$F6,$P$2:$P$5,0))","v":0},{"$f":"IF(Beleuchtung!$H6=0,0,MATCH(Beleuchtung!$H6,$M$3:$M$5,0))","v":0},{"$f":"IF(K11=0,0,INDEX(Grundlagendaten!$C$92:$C$94,K11,1))","v":0},{"$f":"IF(J11=1,E11-H11,IF(J11=2,E11-I11,IF(J11=3,(E11-H11)*L11,IF(J11=4,(E11-I11)*L11,0))))","v":0},{"$f":"C11*D11*(M11+$E$6)","v":{"$error":"#N/A"}},{"$f":"Beleuchtung!J6","v":0},{"$f":"IF(O11= 0,N11*B11,O11*B11)","v":{"$error":"#N/A"}},{"$f":"P11*$I$3/100","v":{"$error":"#N/A"}}]
["B02",{"$f":"Beleuchtung!D7*Beleuchtung!E7/1000","v":0},{"$f":"E$3","v":{"$error":"#N/A"}},{"$f":"E$4","v":{"$error":"#N/A"}},{"$f":"E$5","v":{"$error":"#N/A"}},{"$error":"#N/A"},{"$f":"Beleuchtung!G7","v":0},{"$f":"IF(G12=0,0,INDEX(Grundlagendaten!$A$72:$D$77,MATCH('Berechnung Bel'!F12,Grundlagendaten!$A$72:$A$77,0),MATCH('Berechnung Bel'!G12,Grundlagendaten!$A$72:$D$72,0)))","v":0},{"$f":"IF(G12=0,0,INDEX(Grundlagendaten!$A$82:$D$87,MATCH('Berechnung Bel'!F12,Grundlagendaten!$A$82:$A$87,0),MATCH('Berechnung Bel'!G12,Grundlagendaten!$A$82:$D$82,0)))","v":0},{"$f":"IF(Beleuchtung!$F7=0,0,MATCH(Beleuchtung!$F7,$P$2:$P$5,0))","v":0},{"$f":"IF(Beleuchtung!$H7=0,0,MATCH(Beleuchtung!$H7,$M$3:$M$5,0))","v":0},{"$f":"IF(K12=0,0,INDEX(Grundlagendaten!$C$92:$C$94,K12,1))","v":0},{"$f":"IF(J12=1,E12-H12,IF(J12=2,E12-I12,IF(J12=3,(E12-H12)*L12,IF(J12=4,(E12-I12)*L12,0))))","v":0},{"$f":"C12*D12*(M12+$E$6)","v":{"$error":"#N/A"}},{"$f":"Beleuchtung!J7","v":0},{"$f":"IF(O12= 0,N12*B12,O12*B12)","v":{"$error":"#N/A"}},{"$f":"P12*$I$3/100","v":{"$error":"#N/A"}}]
["B03",{"$f":"Beleuchtung!D8*Beleuchtung!E8/1000","v":0},{"$error":"#N/A"},{"$error":"#N/A"},{"$error":"#N/A"},{"$error":"#N/A"},{"$f":"Beleuchtung!G8","v":0},{"$f":"IF(G13=0,0,INDEX(Grundlagendaten!$A$72:$D$77,MATCH('Berechnung Bel'!F13,Grundlagendaten!$A$72:$A$77,0),MATCH('Berechnung Bel'!G13,Grundlagendaten!$A$72:$D$72,0)))","v":0},{"$f":"IF(G13=0,0,INDEX(Grundlagendaten!$A$82:$D$87,MATCH('Berechnung Bel'!F13,Grundlagendaten!$A$82:$A$87,0),MATCH('Berechnung Bel'!G13,Grundlagendaten!$A$82:$D$82,0)))","v":0},{"$f":"IF(Beleuchtung!$F8=0,0,MATCH(Beleuchtung!$F8,$P$2:$P$5,0))","v":0},{"$f":"IF(Beleuchtung!$H8=0,0,MATCH(Beleuchtung!$H8,$M$3:$M$5,0))","v":0},{"$f":"IF(K13=0,0,INDEX(Grundlagendaten!$C$92:$C$94,K13,1))","v":0},0,{"$error":"#N/A"},{"$f":"Beleuchtung!J8","v":0},{"$error":"#N/A"},{"$error":"#N/A"}]
["B04",{"$f":"Beleuchtung!D9*Beleuchtung!E9/1000","v":0},{"$error":"#N/A"},{"$error":"#N/A"},{"$error":"#N/A"},{"$error":"#N/A"},{"$f":"Beleuchtung!G9","v":0},{"$f":"IF(G14=0,0,INDEX(Grundlagendaten!$A$72:$D$77,MATCH('Berechnung Bel'!F14,Grundlagendaten!$A$72:$A$77,0),MATCH('Berechnung Bel'!G14,Grundlagendaten!$A$72:$D$72,0)))","v":0},{"$f":"IF(G14=0,0,INDEX(Grundlagendaten!$A$82:$D$87,MATCH('Berechnung Bel'!F14,Grundlagendaten!$A$82:$A$87,0),MATCH('Berechnung Bel'!G14,Grundlagendaten!$A$82:$D$82,0)))","v":0},{"$f":"IF(Beleuchtung!$F9=0,0,MATCH(Beleuchtung!$F9,$P$2:$P$5,0))","v":0},{"$f":"IF(Beleuchtung!$H9=0,0,MATCH(Beleuchtung!$H9,$M$3:$M$5,0))","v":0},{"$f":"IF(K14=0,0,INDEX(Grundlagendaten!$C$92:$C$94,K14,1))","v":0},0,{"$error":"#N/A"},{"$f":"Beleuchtung!J9","v":0},{"$error":"#N/A"},{"$error":"#N/A"}]
["B05",{"$f":"Beleuchtung!D10*Beleuchtung!E10/1000","v":0},{"$error":"#N/A"},{"$error":"#N/A"},{"$error":"#N/A"},{"$error":"#N/A"},{"$f":"Beleuchtung!G10","v":0},{"$f":"IF(G15=0,0,INDEX(Grundlagendaten!$A$72:$D$77,MATCH('Berechnung Bel'!F15,Grundlagendaten!$A$72:$A$77,0),MATCH('Berechnung Bel'!G15,Grundlagendaten!$A$72:$D$72,0)))","v":0},{"$f":"IF(G15=0,0,INDEX(Grundlagendaten!$A$82:$D$87,MATCH('Berechnung Bel'!F15,Grundlagendaten!$A$82:$A$87,0),MATCH('Berechnung Bel'!G15,Grundlagendaten!$A$82:$D$82,0)))","v":0},{"$f":"IF(Beleuchtung!$F10=0,0,MATCH(Beleuchtung!$F10,$P$2:$P$5,0))","v":0},{"$f":"IF(Beleuchtung!$H10=0,0,MATCH(Beleuchtung!$H10,$M$3:$M$5,0))","v":0},{"$f":"IF(K15=0,0,INDEX(Grundlagendaten!$C$92:$C$94,K15,1))","v":0},0,{"$error":"#N/A"},{"$f":"Beleuchtung!J10","v":0},{"$error":"#N/A"},{"$error":"#N/A"}]
["B06",{"$f":"Beleuchtung!D11*Beleuchtung!E11/1000","v":0},{"$error":"#N/A"},{"$error":"#N/A"},{"$error":"#N/A"},{"$error":"#N/A"},{"$f":"Beleuchtung!G11","v":0},{"$f":"IF(G16=0,0,INDEX(Grundlagendaten!$A$72:$D$77,MATCH('Berechnung Bel'!F16,Grundlagendaten!$A$72:$A$77,0),MATCH('Berechnung Bel'!G16,Grundlagendaten!$A$72:$D$72,0)))","v":0},{"$f":"IF(G16=0,0,INDEX(Grundlagendaten!$A$82:$D$87,MATCH('Berechnung Bel'!F16,Grundlagendaten!$A$82:$A$87,0),MATCH('Berechnung Bel'!G16,Grundlagendaten!$A$82:$D$82,0)))","v":0},{"$f":"IF(Beleuchtung!$F11=0,0,MATCH(Beleuchtung!$F11,$P$2:$P$5,0))","v":0},{"$f":"IF(Beleuchtung!$H11=0,0,MATCH(Beleuchtung!$H11,$M$3:$M$5,0))","v":0},{"$f":"IF(K16=0,0,INDEX(Grundlagendaten!$C$92:$C$94,K16,1))","v":0},0,{"$error":"#N/A"},{"$f":"Beleuchtung!J11","v":0},{"$error":"#N/A"},{"$error":"#N/A"}]
["B07",{"$f":"Beleuchtung!D12*Beleuchtung!E12/1000","v":0},{"$error":"#N/A"},{"$error":"#N/A"},{"$error":"#N/A"},{"$error":"#N/A"},{"$f":"Beleuchtung!G12","v":0},{"$f":"IF(G17=0,0,INDEX(Grundlagendaten!$A$72:$D$77,MATCH('Berechnung Bel'!F17,Grundlagendaten!$A$72:$A$77,0),MATCH('Berechnung Bel'!G17,Grundlagendaten!$A$72:$D$72,0)))","v":0},{"$f":"IF(G17=0,0,INDEX(Grundlagendaten!$A$82:$D$87,MATCH('Berechnung Bel'!F17,Grundlagendaten!$A$82:$A$87,0),MATCH('Berechnung Bel'!G17,Grundlagendaten!$A$82:$D$82,0)))","v":0},{"$f":"IF(Beleuchtung!$F12=0,0,MATCH(Beleuchtung!$F12,$P$2:$P$5,0))","v":0},{"$f":"IF(Beleuchtung!$H12=0,0,MATCH(Beleuchtung!$H12,$M$3:$M$5,0))","v":0},{"$f":"IF(K17=0,0,INDEX(Grundlagendaten!$C$92:$C$94,K17,1))","v":0},0,{"$error":"#N/A"},{"$f":"Beleuchtung!J12","v":0},{"$error":"#N/A"},{"$error":"#N/A"}]
["B08",{"$f":"Beleuchtung!D13*Beleuchtung!E13/1000","v":0},{"$error":"#N/A"},{"$error":"#N/A"},{"$error":"#N/A"},{"$error":"#N/A"},{"$f":"Beleuchtung!G13","v":0},{"$f":"IF(G18=0,0,INDEX(Grundlagendaten!$A$72:$D$77,MATCH('Berechnung Bel'!F18,Grundlagendaten!$A$72:$A$77,0),MATCH('Berechnung Bel'!G18,Grundlagendaten!$A$72:$D$72,0)))","v":0},{"$f":"IF(G18=0,0,INDEX(Grundlagendaten!$A$82:$D$87,MATCH('Berechnung Bel'!F18,Grundlagendaten!$A$82:$A$87,0),MATCH('Berechnung Bel'!G18,Grundlagendaten!$A$82:$D$82,0)))","v":0},{"$f":"IF(Beleuchtung!$F13=0,0,MATCH(Beleuchtung!$F13,$P$2:$P$5,0))","v":0},{"$f":"IF(Beleuchtung!$H13=0,0,MATCH(Beleuchtung!$H13,$M$3:$M$5,0))","v":0},{"$f":"IF(K18=0,0,INDEX(Grundlagendaten!$C$92:$C$94,K18,1))","v":0},0,{"$error":"#N/A"},{"$f":"Beleuchtung!J13","v":0},{"$error":"#N/A"},{"$error":"#N/A"}]
["B09",{"$f":"Beleuchtung!D14*Beleuchtung!E14/1000","v":0},{"$error":"#N/A"},{"$error":"#N/A"},{"$error":"#N/A"},{"$error":"#N/A"},{"$f":"Beleuchtung!G14","v":0},{"$f":"IF(G19=0,0,INDEX(Grundlagendaten!$A$72:$D$77,MATCH('Berechnung Bel'!F19,Grundlagendaten!$A$72:$A$77,0),MATCH('Berechnung Bel'!G19,Grundlagendaten!$A$72:$D$72,0)))","v":0},{"$f":"IF(G19=0,0,INDEX(Grundlagendaten!$A$82:$D$87,MATCH('Berechnung Bel'!F19,Grundlagendaten!$A$82:$A$87,0),MATCH('Berechnung Bel'!G19,Grundlagendaten!$A$82:$D$82,0)))","v":0},{"$f":"IF(Beleuchtung!$F14=0,0,MATCH(Beleuchtung!$F14,$P$2:$P$5,0))","v":0},{"$f":"IF(Beleuchtung!$H14=0,0,MATCH(Beleuchtung!$H14,$M$3:$M$5,0))","v":0},{"$f":"IF(K19=0,0,INDEX(Grundlagendaten!$C$92:$C$94,K19,1))","v":0},0,{"$error":"#N/A"},{"$f":"Beleuchtung!J14","v":0},{"$error":"#N/A"},{"$error":"#N/A"}]
["B10",{"$f":"Beleuchtung!D15*Beleuchtung!E15/1000","v":0},{"$error":"#N/A"},{"$error":"#N/A"},{"$error":"#N/A"},{"$error":"#N/A"},{"$f":"Beleuchtung!G15","v":0},{"$f":"IF(G20=0,0,INDEX(Grundlagendaten!$A$72:$D$77,MATCH('Berechnung Bel'!F20,Grundlagendaten!$A$72:$A$77,0),MATCH('Berechnung Bel'!G20,Grundlagendaten!$A$72:$D$72,0)))","v":0},{"$f":"IF(G20=0,0,INDEX(Grundlagendaten!$A$82:$D$87,MATCH('Berechnung Bel'!F20,Grundlagendaten!$A$82:$A$87,0),MATCH('Berechnung Bel'!G20,Grundlagendaten!$A$82:$D$82,0)))","v":0},{"$f":"IF(Beleuchtung!$F15=0,0,MATCH(Beleuchtung!$F15,$P$2:$P$5,0))","v":0},{"$f":"IF(Beleuchtung!$H15=0,0,MATCH(Beleuchtung!$H15,$M$3:$M$5,0))","v":0},{"$f":"IF(K20=0,0,INDEX(Grundlagendaten!$C$92:$C$94,K20,1))","v":0},0,{"$error":"#N/A"},{"$f":"Beleuchtung!J15","v":0},{"$error":"#N/A"},{"$error":"#N/A"}]
["B11",{"$f":"Beleuchtung!D16*Beleuchtung!E16/1000","v":0},{"$error":"#N/A"},{"$error":"#N/A"},{"$error":"#N/A"},{"$error":"#N/A"},{"$f":"Beleuchtung!G16","v":0},{"$f":"IF(G21=0,0,INDEX(Grundlagendaten!$A$72:$D$77,MATCH('Berechnung Bel'!F21,Grundlagendaten!$A$72:$A$77,0),MATCH('Berechnung Bel'!G21,Grundlagendaten!$A$72:$D$72,0)))","v":0},{"$f":"IF(G21=0,0,INDEX(Grundlagendaten!$A$82:$D$87,MATCH('Berechnung Bel'!F21,Grundlagendaten!$A$82:$A$87,0),MATCH('Berechnung Bel'!G21,Grundlagendaten!$A$82:$D$82,0)))","v":0},{"$f":"IF(Beleuchtung!$F16=0,0,MATCH(Beleuchtung!$F16,$P$2:$P$5,0))","v":0},{"$f":"IF(Beleuchtung!$H16=0,0,MATCH(Beleuchtung!$H16,$M$3:$M$5,0))","v":0},{"$f":"IF(K21=0,0,INDEX(Grundlagendaten!$C$92:$C$94,K21,1))","v":0},0,{"$error":"#N/A"},{"$f":"Beleuchtung!J16","v":0},{"$error":"#N/A"},{"$error":"#N/A"}]
["B12",{"$f":"Beleuchtung!D17*Beleuchtung!E17/1000","v":0},{"$error":"#N/A"},{"$error":"#N/A"},{"$error":"#N/A"},{"$error":"#N/A"},{"$f":"Beleuchtung!G17","v":0},{"$f":"IF(G22=0,0,INDEX(Grundlagendaten!$A$72:$D$77,MATCH('Berechnung Bel'!F22,Grundlagendaten!$A$72:$A$77,0),MATCH('Berechnung Bel'!G22,Grundlagendaten!$A$72:$D$72,0)))","v":0},{"$f":"IF(G22=0,0,INDEX(Grundlagendaten!$A$82:$D$87,MATCH('Berechnung Bel'!F22,Grundlagendaten!$A$82:$A$87,0),MATCH('Berechnung Bel'!G22,Grundlagendaten!$A$82:$D$82,0)))","v":0},{"$f":"IF(Beleuchtung!$F17=0,0,MATCH(Beleuchtung!$F17,$P$2:$P$5,0))","v":0},{"$f":"IF(Beleuchtung!$H17=0,0,MATCH(Beleuchtung!$H17,$M$3:$M$5,0))","v":0},{"$f":"IF(K22=0,0,INDEX(Grundlagendaten!$C$92:$C$94,K22,1))","v":0},0,{"$error":"#N/A"},{"$f":"Beleuchtung!J17","v":0},{"$error":"#N/A"},{"$error":"#N/A"}]
["B13",{"$f":"Beleuchtung!D18*Beleuchtung!E18/1000","v":0},{"$error":"#N/A"},{"$error":"#N/A"},{"$error":"#N/A"},{"$error":"#N/A"},{"$f":"Beleuchtung!G18","v":0},{"$f":"IF(G23=0,0,INDEX(Grundlagendaten!$A$72:$D$77,MATCH('Berechnung Bel'!F23,Grundlagendaten!$A$72:$A$77,0),MATCH('Berechnung Bel'!G23,Grundlagendaten!$A$72:$D$72,0)))","v":0},{"$f":"IF(G23=0,0,INDEX(Grundlagendaten!$A$82:$D$87,MATCH('Berechnung Bel'!F23,Grundlagendaten!$A$82:$A$87,0),MATCH('Berechnung Bel'!G23,Grundlagendaten!$A$82:$D$82,0)))","v":0},{"$f":"IF(Beleuchtung!$F18=0,0,MATCH(Beleuchtung!$F18,$P$2:$P$5,0))","v":0},{"$f":"IF(Beleuchtung!$H18=0,0,MATCH(Beleuchtung!$H18,$M$3:$M$5,0))","v":0},{"$f":"IF(K23=0,0,INDEX(Grundlagendaten!$C$92:$C$94,K23,1))","v":0},0,{"$error":"#N/A"},{"$f":"Beleuchtung!J18","v":0},{"$error":"#N/A"},{"$error":"#N/A"}]
["B14",{"$f":"Beleuchtung!D19*Beleuchtung!E19/1000","v":0},{"$error":"#N/A"},{"$error":"#N/A"},{"$error":"#N/A"},{"$error":"#N/A"},{"$f":"Beleuchtung!G19","v":0},{"$f":"IF(G24=0,0,INDEX(Grundlagendaten!$A$72:$D$77,MATCH('Berechnung Bel'!F24,Grundlagendaten!$A$72:$A$77,0),MATCH('Berechnung Bel'!G24,Grundlagendaten!$A$72:$D$72,0)))","v":0},{"$f":"IF(G24=0,0,INDEX(Grundlagendaten!$A$82:$D$87,MATCH('Berechnung Bel'!F24,Grundlagendaten!$A$82:$A$87,0),MATCH('Berechnung Bel'!G24,Grundlagendaten!$A$82:$D$82,0)))","v":0},{"$f":"IF(Beleuchtung!$F19=0,0,MATCH(Beleuchtung!$F19,$P$2:$P$5,0))","v":0},{"$f":"IF(Beleuchtung!$H19=0,0,MATCH(Beleuchtung!$H19,$M$3:$M$5,0))","v":0},{"$f":"IF(K24=0,0,INDEX(Grundlagendaten!$C$92:$C$94,K24,1))","v":0},0,{"$error":"#N/A"},{"$f":"Beleuchtung!J19","v":0},{"$error":"#N/A"},{"$error":"#N/A"}]
["B15",{"$f":"Beleuchtung!D20*Beleuchtung!E20/1000","v":0},{"$error":"#N/A"},{"$error":"#N/A"},{"$error":"#N/A"},{"$error":"#N/A"},{"$f":"Beleuchtung!G20","v":0},{"$f":"IF(G25=0,0,INDEX(Grundlagendaten!$A$72:$D$77,MATCH('Berechnung Bel'!F25,Grundlagendaten!$A$72:$A$77,0),MATCH('Berechnung Bel'!G25,Grundlagendaten!$A$72:$D$72,0)))","v":0},{"$f":"IF(G25=0,0,INDEX(Grundlagendaten!$A$82:$D$87,MATCH('Berechnung Bel'!F25,Grundlagendaten!$A$82:$A$87,0),MATCH('Berechnung Bel'!G25,Grundlagendaten!$A$82:$D$82,0)))","v":0},{"$f":"IF(Beleuchtung!$F20=0,0,MATCH(Beleuchtung!$F20,$P$2:$P$5,0))","v":0},{"$f":"IF(Beleuchtung!$H20=0,0,MATCH(Beleuchtung!$H20,$M$3:$M$5,0))","v":0},{"$f":"IF(K25=0,0,INDEX(Grundlagendaten!$C$92:$C$94,K25,1))","v":0},0,{"$f":"C25*D25*(M25+$E$6)","v":{"$error":"#N/A"}},{"$f":"Beleuchtung!J20","v":0},{"$error":"#N/A"},{"$error":"#N/A"}]
[]
[]
["Optimiert"]
["Nr","Leistung Total","Nutzungstage pro Jahr","Jahresgleichzeitigkeit","Nutzungsstunden pro Tag","Mittlere Beleuchtungsstärke","Tageslichtnutzung","Reduktion manuell","Reduktion auto","Steuerung","Personenfequenz","Korrekturfaktor Präsenzmelder","Nutzungsstunden reduziert","Volllasstunden Standard","Volllasstunden Eingabe","Verbrauch","Energiekosten"]
[null,"kW","d/a",null,"h/d","lux",null,"h/d","h/d","-",null,"-","h/d","h/a","h/a","kWh/a","CHF"]
["B01",{"$f":"Beleuchtung!D26*Beleuchtung!E26/1000","v":0},{"$f":"E$3","v":{"$error":"#N/A"}},{"$f":"E$4","v":{"$error":"#N/A"}},{"$f":"E$5","v":{"$error":"#N/A"}},{"$f":"E$7","v":{"$error":"#N/A"}},{"$f":"Beleuchtung!G26","v":0},{"$f":"IF(G31=0,0,INDEX(Grundlagendaten!$A$72:$D$77,MATCH('Berechnung Bel'!F31,Grundlagendaten!$A$72:$A$77,0),MATCH('Berechnung Bel'!G31,Grundlagendaten!$A$72:$D$72,0)))","v":0},{"$f":"IF(G31=0,0,INDEX(Grundlagendaten!$A$82:$D$87,MATCH('Berechnung Bel'!F31,Grundlagendaten!$A$82:$A$87,0),MATCH('Berechnung Bel'!G31,Grundlagendaten!$A$82:$D$82,0)))","v":0},{"$f":"IF(Beleuchtung!$F26=0,0,MATCH(Beleuchtung!$F26,$P$2:$P$5,0))","v":0},{"$f":"IF(Beleuchtung!$H26=0,0,MATCH(Beleuchtung!$H26,$M$3:$M$5,0))","v":{"$error":"#N/A"}},{"$f":"IF(K31=0,0,INDEX(Grundlagendaten!$C$92:$C$94,K31,1))","v":{"$error":"#N/A"}},{"$f":"IF(J31=1,E31-H31,IF(J31=2,E31-I31,IF(J31=3,(E31-H31)*L31,IF(J31=4,(E31-I31)*L31,0))))","v":0},{"$f":"C31*D31*(M31+$E$6)","v":{"$error":"#N/A"}},{"$f":"Beleuchtung!J26","v":0},{"$f":"IF(O31= 0,N31*B31,O31*B31)","v":{"$error":"#N/A"}},{"$f":"P31*$I$3/100","v":{"$error":"#N/A"}}]
["B02",{"$f":"Beleuchtung!D27*Beleuchtung!E27/1000","v":0},{"$f":"E$3","v":{"$error":"#N/A"}},{"$f":"E$4","v":{"$error":"#N/A"}},{"$f":"E$5","v":{"$error":"#N/A"}},{"$error":"#N/A"},{"$f":"Beleuchtung!G27","v":0},{"$f":"IF(G32=0,0,INDEX(Grundlagendaten!$A$72:$D$77,MATCH('Berechnung Bel'!F32,Grundlagendaten!$A$72:$A$77,0),MATCH('Berechnung Bel'!G32,Grundlagendaten!$A$72:$D$72,0)))","v":0},{"$f":"IF(G32=0,0,INDEX(Grundlagendaten!$A$82:$D$87,MATCH('Berechnung Bel'!F32,Grundlagendaten!$A$82:$A$87,0),MATCH('Berechnung Bel'!G32,Grundlagendaten!$A$82:$D$82,0)))","v":0},{"$f":"IF(Beleuchtung!$F27=0,0,MATCH(Beleuchtung!$F27,$P$2:$P$5,0))","v":0},{"$f":"IF(Beleuchtung!$H27=0,0,MATCH(Beleuchtung!$H27,$M$3:$M$5,0))","v":{"$error":"#N/A"}},{"$f":"IF(K32=0,0,INDEX(Grundlagendaten!$C$92:$C$94,K32,1))","v":{"$error":"#N/A"}},{"$f":"IF(J32=1,E32-H32,IF(J32=2,E32-I32,IF(J32=3,(E32-H32)*L32,IF(J32=4,(E32-I32)*L32,0))))","v":0},{"$f":"C32*D32*(M32+$E$6)","v":{"$error":"#N/A"}},{"$f":"Beleuchtung!J27","v":0},{"$f":"IF(O32= 0,N32*B32,O32*B32)","v":{"$error":"#N/A"}},{"$f":"P32*$I$3/100","v":{"$error":"#N/A"}}]
["B03",{"$f":"Beleuchtung!D28*Beleuchtung!E28/1000","v":0},{"$error":"#N/A"},{"$error":"#N/A"},{"$error":"#N/A"},{"$error":"#N/A"},{"$f":"Beleuchtung!G28","v":0},{"$f":"IF(G33=0,0,INDEX(Grundlagendaten!$A$72:$D$77,MATCH('Berechnung Bel'!F33,Grundlagendaten!$A$72:$A$77,0),MATCH('Berechnung Bel'!G33,Grundlagendaten!$A$72:$D$72,0)))","v":0},{"$f":"IF(G33=0,0,INDEX(Grundlagendaten!$A$82:$D$87,MATCH('Berechnung Bel'!F33,Grundlagendaten!$A$82:$A$87,0),MATCH('Berechnung Bel'!G33,Grundlagendaten!$A$82:$D$82,0)))","v":0},{"$f":"IF(Beleuchtung!$F28=0,0,MATCH(Beleuchtung!$F28,$P$2:$P$5,0))","v":0},{"$f":"IF(Beleuchtung!$H28=0,0,MATCH(Beleuchtung!$H28,$M$3:$M$5,0))","v":{"$error":"#N/A"}},{"$f":"IF(K33=0,0,INDEX(Grundlagendaten!$C$92:$C$94,K33,1))","v":{"$error":"#N/A"}},0,{"$error":"#N/A"},{"$f":"Beleuchtung!J28","v":0},{"$error":"#N/A"},{"$error":"#N/A"}]
["B04",{"$f":"Beleuchtung!D29*Beleuchtung!E29/1000","v":0},{"$error":"#N/A"},{"$error":"#N/A"},{"$error":"#N/A"},{"$error":"#N/A"},{"$f":"Beleuchtung!G29","v":0},{"$f":"IF(G34=0,0,INDEX(Grundlagendaten!$A$72:$D$77,MATCH('Berechnung Bel'!F34,Grundlagendaten!$A$72:$A$77,0),MATCH('Berechnung Bel'!G34,Grundlagendaten!$A$72:$D$72,0)))","v":0},{"$f":"IF(G34=0,0,INDEX(Grundlagendaten!$A$82:$D$87,MATCH('Berechnung Bel'!F34,Grundlagendaten!$A$82:$A$87,0),MATCH('Berechnung Bel'!G34,Grundlagendaten!$A$82:$D$82,0)))","v":0},{"$f":"IF(Beleuchtung!$F29=0,0,MATCH(Beleuchtung!$F29,$P$2:$P$5,0))","v":0},{"$f":"IF(Beleuchtung!$H29=0,0,MATCH(Beleuchtung!$H29,$M$3:$M$5,0))","v":{"$error":"#N/A"}},{"$f":"IF(K34=0,0,INDEX(Grundlagendaten!$C$92:$C$94,K34,1))","v":{"$error":"#N/A"}},0,{"$error":"#N/A"},{"$f":"Beleuchtung!J29","v":0},{"$error":"#N/A"},{"$error":"#N/A"}]
["B05",{"$f":"Beleuchtung!D30*Beleuchtung!E30/1000","v":0},{"$error":"#N/A"},{"$error":"#N/A"},{"$error":"#N/A"},{"$error":"#N/A"},{"$f":"Beleuchtung!G30","v":0},{"$f":"IF(G35=0,0,INDEX(Grundlagendaten!$A$72:$D$77,MATCH('Berechnung Bel'!F35,Grundlagendaten!$A$72:$A$77,0),MATCH('Berechnung Bel'!G35,Grundlagendaten!$A$72:$D$72,0)))","v":0},{"$f":"IF(G35=0,0,INDEX(Grundlagendaten!$A$82:$D$87,MATCH('Berechnung Bel'!F35,Grundlagendaten!$A$82:$A$87,0),MATCH('Berechnung Bel'!G35,Grundlagendaten!$A$82:$D$82,0)))","v":0},{"$f":"IF(Beleuchtung!$F30=0,0,MATCH(Beleuchtung!$F30,$P$2:$P$5,0))","v":0},{"$f":"IF(Beleuchtung!$H30=0,0,MATCH(Beleuchtung!$H30,$M$3:$M$5,0))","v":{"$error":"#N/A"}},{"$f":"IF(K35=0,0,INDEX(Grundlagendaten!$C$92:$C$94,K35,1))","v":{"$error":"#N/A"}},0,{"$error":"#N/A"},{"$f":"Beleuchtung!J30","v":0},{"$error":"#N/A"},{"$error":"#N/A"}]
["B06",{"$f":"Beleuchtung!D31*Beleuchtung!E31/1000","v":0},{"$error":"#N/A"},{"$error":"#N/A"},{"$error":"#N/A"},{"$error":"#N/A"},{"$f":"Beleuchtung!G31","v":0},{"$f":"IF(G36=0,0,INDEX(Grundlagendaten!$A$72:$D$77,MATCH('Berechnung Bel'!F36,Grundlagendaten!$A$72:$A$77,0),MATCH('Berechnung Bel'!G36,Grundlagendaten!$A$72:$D$72,0)))","v":0},{"$f":"IF(G36=0,0,INDEX(Grundlagendaten!$A$82:$D$87,MATCH('Berechnung Bel'!F36,Grundlagendaten!$A$82:$A$87,0),MATCH('Berechnung Bel'!G36,Grundlagendaten!$A$82:$D$82,0)))","v":0},{"$f":"IF(Beleuchtung!$F31=0,0,MATCH(Beleuchtung!$F31,$P$2:$P$5,0))","v":0},{"$f":"IF(Beleuchtung!$H31=0,0,MATCH(Beleuchtung!$H31,$M$3:$M$5,0))","v":{"$error":"#N/A"}},{"$f":"IF(K36=0,0,INDEX(Grundlagendaten!$C$92:$C$94,K36,1))","v":{"$error":"#N/A"}},0,{"$error":"#N/A"},{"$f":"Beleuchtung!J31","v":0},{"$f":"IF(O36= 0,N36*B36,O36*B36)","v":{"$error":"#N/A"}},{"$error":"#N/A"}]
["B07",{"$f":"Beleuchtung!D32*Beleuchtung!E32/1000","v":0},{"$error":"#N/A"},{"$error":"#N/A"},{"$error":"#N/A"},{"$error":"#N/A"},{"$f":"Beleuchtung!G32","v":0},{"$f":"IF(G37=0,0,INDEX(Grundlagendaten!$A$72:$D$77,MATCH('Berechnung Bel'!F37,Grundlagendaten!$A$72:$A$77,0),MATCH('Berechnung Bel'!G37,Grundlagendaten!$A$72:$D$72,0)))","v":0},{"$f":"IF(G37=0,0,INDEX(Grundlagendaten!$A$82:$D$87,MATCH('Berechnung Bel'!F37,Grundlagendaten!$A$82:$A$87,0),MATCH('Berechnung Bel'!G37,Grundlagendaten!$A$82:$D$82,0)))","v":0},{"$f":"IF(Beleuchtung!$F32=0,0,MATCH(Beleuchtung!$F32,$P$2:$P$5,0))","v":0},{"$f":"IF(Beleuchtung!$H32=0,0,MATCH(Beleuchtung!$H32,$M$3:$M$5,0))","v":{"$error":"#N/A"}},{"$f":"IF(K37=0,0,INDEX(Grundlagendaten!$C$92:$C$94,K37,1))","v":{"$error":"#N/A"}},0,{"$error":"#N/A"},{"$f":"Beleuchtung!J32","v":0},{"$error":"#N/A"},{"$error":"#N/A"}]
["B08",{"$f":"Beleuchtung!D33*Beleuchtung!E33/1000","v":0},{"$error":"#N/A"},{"$error":"#N/A"},{"$error":"#N/A"},{"$error":"#N/A"},{"$f":"Beleuchtung!G33","v":0},{"$f":"IF(G38=0,0,INDEX(Grundlagendaten!$A$72:$D$77,MATCH('Berechnung Bel'!F38,Grundlagendaten!$A$72:$A$77,0),MATCH('Berechnung Bel'!G38,Grundlagendaten!$A$72:$D$72,0)))","v":0},{"$f":"IF(G38=0,0,INDEX(Grundlagendaten!$A$82:$D$87,MATCH('Berechnung Bel'!F38,Grundlagendaten!$A$82:$A$87,0),MATCH('Berechnung Bel'!G38,Grundlagendaten!$A$82:$D$82,0)))","v":0},{"$f":"IF(Beleuchtung!$F33=0,0,MATCH(Beleuchtung!$F33,$P$2:$P$5,0))","v":0},{"$f":"IF(Beleuchtung!$H33=0,0,MATCH(Beleuchtung!$H33,$M$3:$M$5,0))","v":{"$error":"#N/A"}},{"$f":"IF(K38=0,0,INDEX(Grundlagendaten!$C$92:$C$94,K38,1))","v":{"$error":"#N/A"}},0,{"$error":"#N/A"},{"$f":"Beleuchtung!J33","v":0},{"$error":"#N/A"},{"$error":"#N/A"}]
["B09",{"$f":"Beleuchtung!D34*Beleuchtung!E34/1000","v":0},{"$error":"#N/A"},{"$error":"#N/A"},{"$error":"#N/A"},{"$error":"#N/A"},{"$f":"Beleuchtung!G34","v":0},{"$f":"IF(G39=0,0,INDEX(Grundlagendaten!$A$72:$D$77,MATCH('Berechnung Bel'!F39,Grundlagendaten!$A$72:$A$77,0),MATCH('Berechnung Bel'!G39,Grundlagendaten!$A$72:$D$72,0)))","v":0},{"$f":"IF(G39=0,0,INDEX(Grundlagendaten!$A$82:$D$87,MATCH('Berechnung Bel'!F39,Grundlagendaten!$A$82:$A$87,0),MATCH('Berechnung Bel'!G39,Grundlagendaten!$A$82:$D$82,0)))","v":0},{"$f":"IF(Beleuchtung!$F34=0,0,MATCH(Beleuchtung!$F34,$P$2:$P$5,0))","v":0},{"$f":"IF(Beleuchtung!$H34=0,0,MATCH(Beleuchtung!$H34,$M$3:$M$5,0))","v":{"$error":"#N/A"}},{"$f":"IF(K39=0,0,INDEX(Grundlagendaten!$C$92:$C$94,K39,1))","v":{"$error":"#N/A"}},0,{"$error":"#N/A"},{"$f":"Beleuchtung!J34","v":0},{"$error":"#N/A"},{"$error":"#N/A"}]
["B10",{"$f":"Beleuchtung!D35*Beleuchtung!E35/1000","v":0},{"$error":"#N/A"},{"$error":"#N/A"},{"$error":"#N/A"},{"$error":"#N/A"},{"$f":"Beleuchtung!G35","v":0},{"$f":"IF(G40=0,0,INDEX(Grundlagendaten!$A$72:$D$77,MATCH('Berechnung Bel'!F40,Grundlagendaten!$A$72:$A$77,0),MATCH('Berechnung Bel'!G40,Grundlagendaten!$A$72:$D$72,0)))","v":0},{"$f":"IF(G40=0,0,INDEX(Grundlagendaten!$A$82:$D$87,MATCH('Berechnung Bel'!F40,Grundlagendaten!$A$82:$A$87,0),MATCH('Berechnung Bel'!G40,Grundlagendaten!$A$82:$D$82,0)))","v":0},{"$f":"IF(Beleuchtung!$F35=0,0,MATCH(Beleuchtung!$F35,$P$2:$P$5,0))","v":0},{"$f":"IF(Beleuchtung!$H35=0,0,MATCH(Beleuchtung!$H35,$M$3:$M$5,0))","v":{"$error":"#N/A"}},{"$f":"IF(K40=0,0,INDEX(Grundlagendaten!$C$92:$C$94,K40,1))","v":{"$error":"#N/A"}},0,{"$error":"#N/A"},{"$f":"Beleuchtung!J35","v":0},{"$error":"#N/A"},{"$error":"#N/A"}]
["B11",{"$f":"Beleuchtung!D36*Beleuchtung!E36/1000","v":0},{"$error":"#N/A"},{"$error":"#N/A"},{"$error":"#N/A"},{"$error":"#N/A"},{"$f":"Beleuchtung!G36","v":0},{"$f":"IF(G41=0,0,INDEX(Grundlagendaten!$A$72:$D$77,MATCH('Berechnung Bel'!F41,Grundlagendaten!$A$72:$A$77,0),MATCH('Berechnung Bel'!G41,Grundlagendaten!$A$72:$D$72,0)))","v":0},{"$f":"IF(G41=0,0,INDEX(Grundlagendaten!$A$82:$D$87,MATCH('Berechnung Bel'!F41,Grundlagendaten!$A$82:$A$87,0),MATCH('Berechnung Bel'!G41,Grundlagendaten!$A$82:$D$82,0)))","v":0},{"$f":"IF(Beleuchtung!$F36=0,0,MATCH(Beleuchtung!$F36,$P$2:$P$5,0))","v":0},{"$f":"IF(Beleuchtung!$H36=0,0,MATCH(Beleuchtung!$H36,$M$3:$M$5,0))","v":{"$error":"#N/A"}},{"$f":"IF(K41=0,0,INDEX(Grundlagendaten!$C$92:$C$94,K41,1))","v":{"$error":"#N/A"}},0,{"$error":"#N/A"},{"$f":"Beleuchtung!J36","v":0},{"$error":"#N/A"},{"$error":"#N/A"}]
["B12",{"$f":"Beleuchtung!D37*Beleuchtung!E37/1000","v":0},{"$error":"#N/A"},{"$error":"#N/A"},{"$error":"#N/A"},{"$error":"#N/A"},{"$f":"Beleuchtung!G37","v":0},{"$f":"IF(G42=0,0,INDEX(Grundlagendaten!$A$72:$D$77,MATCH('Berechnung Bel'!F42,Grundlagendaten!$A$72:$A$77,0),MATCH('Berechnung Bel'!G42,Grundlagendaten!$A$72:$D$72,0)))","v":0},{"$f":"IF(G42=0,0,INDEX(Grundlagendaten!$A$82:$D$87,MATCH('Berechnung Bel'!F42,Grundlagendaten!$A$82:$A$87,0),MATCH('Berechnung Bel'!G42,Grundlagendaten!$A$82:$D$82,0)))","v":0},{"$f":"IF(Beleuchtung!$F37=0,0,MATCH(Beleuchtung!$F37,$P$2:$P$5,0))","v":0},{"$f":"IF(Beleuchtung!$H37=0,0,MATCH(Beleuchtung!$H37,$M$3:$M$5,0))","v":{"$error":"#N/A"}},{"$f":"IF(K42=0,0,INDEX(Grundlagendaten!$C$92:$C$94,K42,1))","v":{"$error":"#N/A"}},0,{"$error":"#N/A"},{"$f":"Beleuchtung!J37","v":0},{"$error":"#N/A"},{"$error":"#N/A"}]
["B13",{"$f":"Beleuchtung!D38*Beleuchtung!E38/1000","v":0},{"$error":"#N/A"},{"$error":"#N/A"},{"$error":"#N/A"},{"$error":"#N/A"},{"$f":"Beleuchtung!G38","v":0},{"$f":"IF(G43=0,0,INDEX(Grundlagendaten!$A$72:$D$77,MATCH('Berechnung Bel'!F43,Grundlagendaten!$A$72:$A$77,0),MATCH('Berechnung Bel'!G43,Grundlagendaten!$A$72:$D$72,0)))","v":0},{"$f":"IF(G43=0,0,INDEX(Grundlagendaten!$A$82:$D$87,MATCH('Berechnung Bel'!F43,Grundlagendaten!$A$82:$A$87,0),MATCH('Berechnung Bel'!G43,Grundlagendaten!$A$82:$D$82,0)))","v":0},{"$f":"IF(Beleuchtung!$F38=0,0,MATCH(Beleuchtung!$F38,$P$2:$P$5,0))","v":0},{"$f":"IF(Beleuchtung!$H38=0,0,MATCH(Beleuchtung!$H38,$M$3:$M$5,0))","v":{"$error":"#N/A"}},{"$f":"IF(K43=0,0,INDEX(Grundlagendaten!$C$92:$C$94,K43,1))","v":{"$error":"#N/A"}},0,{"$error":"#N/A"},{"$f":"Beleuchtung!J38","v":0},{"$error":"#N/A"},{"$error":"#N/A"}]
["B14",{"$f":"Beleuchtung!D39*Beleuchtung!E39/1000","v":0},{"$error":"#N/A"},{"$error":"#N/A"},{"$error":"#N/A"},{"$error":"#N/A"},{"$f":"Beleuchtung!G39","v":0},{"$f":"IF(G44=0,0,INDEX(Grundlagendaten!$A$72:$D$77,MATCH('Berechnung Bel'!F44,Grundlagendaten!$A$72:$A$77,0),MATCH('Berechnung Bel'!G44,Grundlagendaten!$A$72:$D$72,0)))","v":0},{"$f":"IF(G44=0,0,INDEX(Grundlagendaten!$A$82:$D$87,MATCH('Berechnung Bel'!F44,Grundlagendaten!$A$82:$A$87,0),MATCH('Berechnung Bel'!G44,Grundlagendaten!$A$82:$D$82,0)))","v":0},{"$f":"IF(Beleuchtung!$F39=0,0,MATCH(Beleuchtung!$F39,$P$2:$P$5,0))","v":0},{"$f":"IF(Beleuchtung!$H39=0,0,MATCH(Beleuchtung!$H39,$M$3:$M$5,0))","v":{"$error":"#N/A"}},{"$f":"IF(K44=0,0,INDEX(Grundlagendaten!$C$92:$C$94,K44,1))","v":{"$error":"#N/A"}},0,{"$error":"#N/A"},{"$f":"Beleuchtung!J39","v":0},{"$error":"#N/A"},{"$error":"#N/A"}]
["B15",{"$f":"Beleuchtung!D40*Beleuchtung!E40/1000","v":0},{"$error":"#N/A"},{"$error":"#N/A"},{"$error":"#N/A"},{"$error":"#N/A"},{"$f":"Beleuchtung!G40","v":0},{"$f":"IF(G45=0,0,INDEX(Grundlagendaten!$A$72:$D$77,MATCH('Berechnung Bel'!F45,Grundlagendaten!$A$72:$A$77,0),MATCH('Berechnung Bel'!G45,Grundlagendaten!$A$72:$D$72,0)))","v":0},{"$f":"IF(G45=0,0,INDEX(Grundlagendaten!$A$82:$D$87,MATCH('Berechnung Bel'!F45,Grundlagendaten!$A$82:$A$87,0),MATCH('Berechnung Bel'!G45,Grundlagendaten!$A$82:$D$82,0)))","v":0},{"$f":"IF(Beleuchtung!$F40=0,0,MATCH(Beleuchtung!$F40,$P$2:$P$5,0))","v":0},{"$f":"IF(Beleuchtung!$H40=0,0,MATCH(Beleuchtung!$H40,$M$3:$M$5,0))","v":{"$error":"#N/A"}},{"$f":"IF(K45=0,0,INDEX(Grundlagendaten!$C$92:$C$94,K45,1))","v":{"$error":"#N/A"}},0,{"$f":"C45*D45*(M45+$E$6)","v":{"$error":"#N/A"}},{"$f":"Beleuchtung!J40","v":0},{"$error":"#N/A"},{"$error":"#N/A"}]

{"sheet":"Berechnung WE","index":47,"n_rows":862,"n_cols":49,"rows_kept":862,"cut":false,"hidden":true,"merged":[]}
[null,null,null,null,null,"WE1",null,"WE2",null,"WE3"]
["Grundlage Berechnung",null,null,null,null,"Alt","Optimiert","Alt","Optimiert","Alt","Optimiert"]
["Erzeugertyp","Art der Wärmeerzeugung",null,null,null,{"$f":"WE!B7","v":0},{"$f":"F3","v":0},{"$f":"WE!B8","v":0},{"$f":"H3","v":0},{"$f":"WE!B9","v":0},{"$f":"J3","v":0}]
[null,"Energieträger",null,null,null,{"$f":"VLOOKUP(F3,S24:W41,5,FALSE)","v":{"$error":"#N/A"}},{"$f":"VLOOKUP(G3,$S$24:$W$41,5,FALSE)","v":{"$error":"#N/A"}},{"$f":"VLOOKUP(H3,$S$24:$W$41,5,FALSE)","v":{"$error":"#N/A"}},{"$f":"VLOOKUP(I3,$S$24:$W$41,5,FALSE)","v":{"$error":"#N/A"}},{"$f":"VLOOKUP(J3,$S$24:$W$41,5,FALSE)","v":{"$error":"#N/A"}},{"$f":"VLOOKUP(K3,$S$24:$W$41,5,FALSE)","v":{"$error":"#N/A"}}]
["Leistung","Heizleistung",null,"installiert","[kW]",{"$f":"WE!D7","v":0},{"$f":"F5","v":0},{"$f":"WE!D8","v":0},{"$f":"H5","v":0},{"$f":"WE!D9","v":0},{"$f":"J5","v":0}]
[null,"Wirkungsgrad ",null,null,null,{"$f":"IF(WE!F7>0,WE!F7,IF(AND(F14=0,F15=0,F16=0),VLOOKUP(F3,$S$24:$W$41,2,FALSE),0))","v":{"$error":"#N/A"}},{"$f":"IF(WE!F7>0,WE!F7,IF(AND(G14=0,G15=0,G16=0),VLOOKUP(G3,$S$24:$W$41,2,FALSE),0))","v":{"$error":"#N/A"}},{"$f":"IF(WE!F8>0,WE!F8,IF(AND(H14=0,H15=0,H16=0),VLOOKUP(H3,$S$24:$W$41,2,FALSE),0))","v":{"$error":"#N/A"}},{"$f":"IF(WE!F8>0,WE!F8,IF(AND(I14=0,I15=0,I16=0),VLOOKUP(I3,$S$24:$W$41,2,FALSE),0))","v":{"$error":"#N/A"}},{"$f":"IF(WE!F9>0,WE!F9,IF(AND(J14=0,J15=0,J16=0),VLOOKUP(J3,$S$24:$W$41,2,FALSE),0))","v":{"$error":"#N/A"}},{"$f":"IF(WE!F9>0,WE!F9,IF(AND(K14=0,K15=0,K16=0),VLOOKUP(J3,$S$24:$W$41,2,FALSE),0))","v":{"$error":"#N/A"}}]
[null,"Wirkungsgrad  TWW",null,null,null,{"$f":"IF(WE!F7>0,WE!F7,IF(AND(F14=0,F15=0,F16=0),VLOOKUP(F3,$S$24:$W$41,3,FALSE),0))","v":{"$error":"#N/A"}},{"$f":"IF(WE!F7>0,WE!F7,IF(AND(G14=0,G15=0,G16=0),VLOOKUP(G3,$S$24:$W$41,3,FALSE),0))","v":{"$error":"#N/A"}},{"$f":"IF(WE!F8>0,WE!F8,IF(AND(H14=0,H15=0,H16=0),VLOOKUP(H3,$S$24:$W$41,3,FALSE),0))","v":{"$error":"#N/A"}},{"$f":"IF(WE!F8>0,WE!F8,IF(AND(I14=0,I15=0,I16=0),VLOOKUP(I3,$S$24:$W$41,3,FALSE),0))","v":{"$error":"#N/A"}},{"$f":"IF(WE!F9>0,WE!F9,IF(AND(J14=0,J15=0,J16=0),VLOOKUP(J3,$S$24:$W$41,3,FALSE),0))","v":{"$error":"#N/A"}},{"$f":"IF(WE!F9>0,WE!F9,IF(AND(K14=0,K15=0,K16=0),VLOOKUP(K3,$S$24:$W$41,3,FALSE),0))","v":{"$error":"#N/A"}}]
["Wärmepumpe","Wärmepumpe","Wärmequelle ",null,null,{"$f":"VLOOKUP(F3,'Berechnung WE'!S23:X41,6,FALSE)","v":{"$error":"#N/A"}},{"$f":"VLOOKUP(G3,'Berechnung WE'!S23:X41,6,FALSE)","v":{"$error":"#N/A"}},{"$f":"VLOOKUP(H3,'Berechnung WE'!S23:X41,6,FALSE)","v":{"$error":"#N/A"}},{"$f":"VLOOKUP(I3,'Berechnung WE'!S23:X41,6,FALSE)","v":{"$error":"#N/A"}},{"$f":"VLOOKUP(J3,'Berechnung WE'!S23:X41,6,FALSE)","v":{"$error":"#N/A"}},{"$f":"VLOOKUP(K3,'Berechnung WE'!S23:X41,6,FALSE)","v":{"$error":"#N/A"}},null,{"$f":"Grundlagendaten!L57","v":"Heizöl"},{"$f":"IFERROR(VLOOKUP(M8,Startblatt!$B$21:$E$26,4,FALSE),0)","v":0},"Rp. / kWh"]
[null,null,null,null,null,null,null,null,null,null,null,null,{"$f":"Grundlagendaten!L58","v":"Erdgas"},{"$f":"IFERROR(VLOOKUP(M9,Startblatt!$B$21:$E$26,4,FALSE),0)","v":0},"Rp. / kWh"]
["COP Punkte",null,null,null,"COP1",{"$f":"VLOOKUP(WE!$G$7,'Berechnung WE'!$F$37:$G$45,2,FALSE)","v":{"$error":"#N/A"}},{"$f":"VLOOKUP(WE!$G$7,'Berechnung WE'!$F$37:$H$45,3,FALSE)","v":{"$error":"#N/A"}},{"$f":"VLOOKUP(WE!$G$8,'Berechnung WE'!$I$37:$J$45,2,FALSE)","v":{"$error":"#N/A"}},{"$f":"VLOOKUP(WE!$G$8,'Berechnung WE'!$I$37:$K$45,3,FALSE)","v":{"$error":"#N/A"}},{"$f":"VLOOKUP(WE!$G$9,'Berechnung WE'!$L$37:$M$45,2,FALSE)","v":{"$error":"#N/A"}},{"$f":"VLOOKUP(WE!$G$9,'Berechnung WE'!$L$37:$N$45,3,FALSE)","v":{"$error":"#N/A"}},null,{"$f":"Grundlagendaten!L59","v":"Propan/Butan"},{"$f":"IFERROR(VLOOKUP(M10,Startblatt!$B$21:$E$26,4,FALSE),0)","v":0},"Rp. / kWh"]
[null,null,null,null,"COP2",{"$f":"VLOOKUP(WE!$I$7,'Berechnung WE'!$F$37:$G$45,2,FALSE)","v":{"$error":"#N/A"}},{"$f":"VLOOKUP(WE!$I$7,'Berechnung WE'!$F$37:$H$45,3,FALSE)","v":{"$error":"#N/A"}},{"$f":"VLOOKUP(WE!$I$8,'Berechnung WE'!$I$37:$J$45,2,FALSE)","v":{"$error":"#N/A"}},{"$f":"VLOOKUP(WE!$I$8,'Berechnung WE'!$I$37:$K$45,3,FALSE)","v":{"$error":"#N/A"}},{"$f":"VLOOKUP(WE!$I$9,'Berechnung WE'!$L$37:$M$45,2,FALSE)","v":{"$error":"#N/A"}},{"$f":"VLOOKUP(WE!$I$9,'Berechnung WE'!$L$37:$N$45,3,FALSE)","v":{"$error":"#N/A"}},null,{"$f":"Grundlagendaten!L60","v":"Stückholz"},{"$f":"IFERROR(VLOOKUP(M11,Startblatt!$B$21:$E$26,4,FALSE),0)","v":0},"Rp. / kWh"]
[null,null,null,null,"COP3",{"$f":"VLOOKUP(WE!$K$7,'Berechnung WE'!$F$37:$G$45,2,FALSE)","v":{"$error":"#N/A"}},{"$f":"VLOOKUP(WE!$K$7,'Berechnung WE'!$F$37:$H$45,3,FALSE)","v":{"$error":"#N/A"}},{"$f":"VLOOKUP(WE!$K$8,'Berechnung WE'!$I$37:$J$45,2,FALSE)","v":{"$error":"#N/A"}},{"$f":"VLOOKUP(WE!$K$8,'Berechnung WE'!$I$37:$K$45,3,FALSE)","v":{"$error":"#N/A"}},{"$f":"VLOOKUP(WE!$K$9,'Berechnung WE'!$L$37:$M$45,2,FALSE)","v":{"$error":"#N/A"}},{"$f":"VLOOKUP(WE!$K$9,'Berechnung WE'!$L$37:$N$45,3,FALSE)","v":{"$error":"#N/A"}},null,{"$f":"Grundlagendaten!L65","v":"Elektrizität"},{"$f":"IFERROR(VLOOKUP(M12,Startblatt!$B$21:$E$26,4,FALSE),0)","v":0},"Rp. / kWh"]
[null,null,null,null,"COP4",{"$f":"F12","v":{"$error":"#N/A"}},{"$error":"#N/A"},{"$error":"#N/A"},{"$error":"#N/A"},{"$error":"#N/A"},{"$error":"#N/A"},null,{"$f":"Grundlagendaten!L62","v":"Pellets"},{"$f":"IFERROR(VLOOKUP(M13,Startblatt!$B$21:$E$26,4,FALSE),0)","v":0},"Rp. / kWh"]
[null,null,null,null,"COP1",{"$f":"WE!H7","v":0},{"$f":"F14","v":0},{"$f":"WE!H8","v":0},{"$f":"H14","v":0},{"$f":"WE!H9","v":0},{"$f":"J14","v":0},null,{"$f":"Grundlagendaten!L63","v":"Biogas"},{"$f":"IFERROR(VLOOKUP(M14,Startblatt!$B$21:$E$26,4,FALSE),0)","v":0},"Rp. / kWh",null,null,null,{"$f":"Begriffe!B126","v":"monovalent"}]
[null,null,null,null,"COP2",{"$f":"WE!J7","v":0},{"$f":"F15","v":0},{"$f":"WE!J8","v":0},{"$f":"H15","v":0},{"$f":"WE!J9","v":0},{"$f":"J15","v":0},null,{"$f":"Grundlagendaten!L64","v":"Fernwärme"},{"$f":"IFERROR(VLOOKUP(M15,Startblatt!$B$21:$E$26,4,FALSE),0)","v":0},"Rp. / kWh",null,null,null,{"$f":"Begriffe!B127","v":"bivalent parallel"}]
[null,null,null,null,"COP3",{"$f":"WE!L7","v":0},{"$f":"F16","v":0},{"$f":"WE!L8","v":0},{"$f":"H16","v":0},{"$f":"WE!L9","v":0},{"$f":"J16","v":0},null,{"$f":"Grundlagendaten!L67","v":"Wasser"},{"$f":"IFERROR(VLOOKUP(M16,Startblatt!$B$21:$E$26,4,FALSE),0)*100","v":185},"Rp. / kWh",null,null,null,{"$f":"Begriffe!B128","v":"bivalent alternativ"}]
[null,null,null,null,"COP4"]
["Pumpe","Leistung der Pumpe",null,null,"[kW]",{"$f":"IF(WE!M7=\"\",F5*0.001,WE!M7/1000)","v":0},{"$f":"F18","v":0},{"$f":"IF(WE!M8=\"\",H5*0.001,WE!M8/1000)","v":0},{"$f":"H18","v":0},{"$f":"IF(WE!M9=\"\",J5*0.001,WE!M9/1000)","v":0},{"$f":"J18","v":0}]
[null,"Volumenstrom ",null,null,"[m3/h]",{"$f":"WE!N7","v":0},{"$f":"F19","v":0},{"$f":"WE!N8","v":0},{"$f":"H19","v":0},{"$f":"WE!N9","v":0},{"$f":"J19","v":0}]
["Auslegedaten","Vorlauftemperatur ",null,null,null,{"$f":"WE!O7","v":0},{"$f":"F20","v":0},{"$f":"WE!O8","v":0},{"$f":"H20","v":0},{"$f":"WE!O9","v":0},{"$f":"J20","v":0}]
[null,"Rücklauftemperatur ",null,null,null,{"$f":"WE!P7","v":0},{"$f":"F21","v":0},{"$f":"WE!P8","v":0},{"$f":"H21","v":0},{"$f":"WE!P9","v":0},{"$f":"J21","v":0},null,null,null,null,null,null,null,{"$f":"Begriffe!B114","v":"ja"}]
[null,"Aussentemperatur ",null,null,null,{"$f":"VLOOKUP(Startblatt!C6,Klimadaten!B4:I43,8,TRUE)","v":{"$error":"#N/A"}},{"$f":"F22","v":{"$error":"#N/A"}},{"$f":"G22","v":{"$error":"#N/A"}},{"$f":"H22","v":{"$error":"#N/A"}},{"$f":"I22","v":{"$error":"#N/A"}},{"$f":"J22","v":{"$error":"#N/A"}},null,null,null,null,null,null,null,{"$f":"Begriffe!B113","v":"nein"}]
[null,"Aussentemperatur Auslegung",null,null,null,{"$f":"F22","v":{"$error":"#N/A"}},null,{"$f":"H22","v":{"$error":"#N/A"}},null,{"$f":"J22","v":{"$error":"#N/A"}},null,null,null,null,null,null,null,null,{"$f":"Grundlagendaten!L36","v":"Heizung"},{"$f":"Grundlagendaten!M36","v":"n "},{"$f":"Grundlagendaten!N36","v":"n WW"},{"$f":"Grundlagendaten!O36","v":"max Begrenzung"},{"$f":"Grundlagendaten!P36","v":"Energieträger"}]
["Betriebsweise",null,null,null,null,{"$f":"WE!D14","v":"monovalent"},{"$f":"WE!M14","v":"monovalent"},{"$f":"F24","v":"monovalent"},{"$f":"G24","v":"monovalent"},{"$f":"F24","v":"monovalent"},{"$f":"G24","v":"monovalent"},null,"WP",null,null,null,null,null,{"$f":"Grundlagendaten!L37","v":"Ölfeuerung"},{"$f":"Grundlagendaten!M37","v":0.85},{"$f":"Grundlagendaten!N37","v":0.85},{"$f":"Grundlagendaten!O37","v":0.9},{"$f":"Grundlagendaten!P37","v":"Heizöl"}]
["Bivalenz","Bivalenzpunkt",null,"von","[°C]",null,null,{"$f":"IF(H24=S14,-25,IF(WE!C20=\"\",30,WE!C20))","v":-25},{"$f":"IF(I24=S14,-25,IF(WE!K20=\"\",30,WE!K20))","v":-25},{"$f":"IF(J24=S14,-25,IF(WE!C21=\"\",-25,WE!C21))","v":-25},{"$f":"IF(K24=S14,-25,IF(WE!K21=\"\",-25,WE!K21))","v":-25},null,"Wärmequellen",null,null,null,null,null,{"$f":"Grundlagendaten!L38","v":"Ölfeuerung kond."},{"$f":"Grundlagendaten!M38","v":0.91},{"$f":"Grundlagendaten!N38","v":0.88},{"$f":"Grundlagendaten!O38","v":1},{"$f":"Grundlagendaten!P38","v":"Heizöl"}]
[null,null,null,"bis","[°C]",{"$f":"IF(F24=S16,H25,-25)","v":-25},{"$f":"IF(G24=S16,I25,-25)","v":-25},{"$f":"IF(H24=S16,J25,-25)","v":-25},{"$f":"IF(I24=S16,K25,-25)","v":-25},-25,-25,null,"Luft","°C",null,null,null,null,{"$f":"Grundlagendaten!L39","v":"Gasfeuerung"},{"$f":"Grundlagendaten!M39","v":0.85},{"$f":"Grundlagendaten!N39","v":0.85},{"$f":"Grundlagendaten!O39","v":0.9},{"$f":"Grundlagendaten!P39","v":"Erdgas"}]
[null,"Speichererhöhung",null,null,null,{"$f":"WE!E19","v":0},{"$f":"WE!O19","v":0},{"$f":"WE!E20","v":0},{"$f":"WE!O20","v":0},{"$f":"WE!E21","v":0},{"$f":"WE!O21","v":0},null,"Grundwasser",10,null,null,null,null,{"$f":"Grundlagendaten!L40","v":"Gasfeuerung kond."},{"$f":"Grundlagendaten!M40","v":0.95},{"$f":"Grundlagendaten!N40","v":0.92},{"$f":"Grundlagendaten!O40","v":1},{"$f":"Grundlagendaten!P40","v":"Erdgas"}]
[null,"Min konstanter Vorlauf",null,"Normal","[°C]",{"$f":"WE!D19","v":0},{"$f":"WE!M19","v":0},{"$f":"WE!D20","v":0},{"$f":"WE!M20","v":0},{"$f":"WE!D21","v":0},{"$f":"WE!M21","v":0},null,"Erdsonde",10,null,null,null,null,{"$f":"Grundlagendaten!L41","v":"Holzfeuerung"},{"$f":"Grundlagendaten!M41","v":0.75},{"$f":"Grundlagendaten!N41","v":0.75},{"$f":"Grundlagendaten!O41","v":0.9},{"$f":"Grundlagendaten!P41","v":"Stückholz"}]
[null,null,null,"Reduziert","[°C]",{"$f":"F28","v":0},0,0,0,0,0,null,"Erdregister",8,null,null,null,null,{"$f":"Grundlagendaten!L42","v":"Pelletfeuerung"},{"$f":"Grundlagendaten!M42","v":0.85},{"$f":"Grundlagendaten!N42","v":0.85},{"$f":"Grundlagendaten!O42","v":0.9},{"$f":"Grundlagendaten!P42","v":"Pellets"}]
[null,"Art derHydraulischeneinbindung",null,null,null,null,null,null,null,null,null,null,"Abwasser",20,null,null,null,null,{"$f":"Grundlagendaten!L43","v":"Fernwärme "},{"$f":"Grundlagendaten!M43","v":1},{"$f":"Grundlagendaten!N43","v":1},{"$f":"Grundlagendaten!O43","v":1},{"$f":"Grundlagendaten!P43","v":"Fernwärme"}]
["Korrektur","Reduktionsfaktor Pumpe mit FU",null,null,null,0.5,{"$f":"F31","v":0.5},0.5,{"$f":"H31","v":0.5},0.5,{"$f":"J31","v":0.5},null,"Oberflächengewässer",4,null,null,null,null,{"$f":"Grundlagendaten!L44","v":"Elektrospeicher Zentr. "},{"$f":"Grundlagendaten!M44","v":0.93},{"$f":"Grundlagendaten!N44","v":0},{"$f":"Grundlagendaten!O44","v":0.95},{"$f":"Grundlagendaten!P44","v":"Elektrizität"}]
[null,"Korrektur Energieverbrauch",null,null,null,{"$f":"WE!D33","v":1},{"$f":"F32","v":1},{"$f":"G32","v":1},{"$f":"H32","v":1},{"$f":"I32","v":1},{"$f":"J32","v":1},null,null,null,null,null,null,null,{"$f":"Grundlagendaten!L45","v":"Elektro direkt"},{"$f":"Grundlagendaten!M45","v":1},{"$f":"Grundlagendaten!N45","v":1},{"$f":"Grundlagendaten!O45","v":1},{"$f":"Grundlagendaten!P45","v":"Elektrizität"}]
[null,null,null,null,null,null,null,null,null,null,null,null,null,null,null,null,null,null,{"$f":"Grundlagendaten!L46","v":"Wärmepumpe Aussenluft"},{"$f":"Grundlagendaten!M46","v":2.2999999999999998},{"$f":"Grundlagendaten!N46","v":2.2999999999999998},{"$f":"Grundlagendaten!O46","v":6},{"$f":"Grundlagendaten!P46","v":"Elektrizität"},"Luft"]
[null,null,null,null,null,null,null,null,null,null,null,null,null,null,null,null,null,null,{"$f":"Grundlagendaten!L47","v":"Wärmepumpe, Erdwärmesonde"},{"$f":"Grundlagendaten!M47","v":3.1},{"$f":"Grundlagendaten!N47","v":2.7},{"$f":"Grundlagendaten!O47","v":10},{"$f":"Grundlagendaten!P47","v":"Elektrizität"},"Erdsonde",0,{"$f":"IFERROR(VLOOKUP(X34,$M$27:$N$31,2,FALSE),0)","v":10}]
[null,null,null,null,null,null,null,null,null,null,null,null,null,null,null,null,null,null,{"$f":"Grundlagendaten!L48","v":"Wärmepumpe, Abwasser"},{"$f":"Grundlagendaten!M48","v":2.7},{"$f":"Grundlagendaten!N48","v":2.8},{"$f":"Grundlagendaten!O48","v":10},{"$f":"Grundlagendaten!P48","v":"Elektrizität"},"Abwasser",0,20]
["Versorgung",null,"alt","optimiert",null,"WE1",null,null,"WE2",null,null,"WE3",null,null,null,null,null,null,{"$f":"Grundlagendaten!L49","v":"Wasser-Wärmepumpe"},{"$f":"Grundlagendaten!M49","v":2.7},{"$f":"Grundlagendaten!N49","v":2.8},{"$f":"Grundlagendaten!O49","v":10},{"$f":"Grundlagendaten!P49","v":"Elektrizität"},"Oberflächengewässer",0,4]
["der Gruppen","Gruppe 1",1,{"$f":"C37","v":1},null,{"$f":"G37 &\" / \"&H37","v":{"$error":"#N/A"}},{"$f":"IF($F$3=$S$33,-15,VLOOKUP($F$3,$S$24:$Z$41,7,FALSE))","v":{"$error":"#N/A"}},35,{"$f":"J37 &\" / \"&K37","v":{"$error":"#N/A"}},{"$f":"IF($H$3=$S$33,-15,VLOOKUP($H$3,$S$24:$Z$41,7,FALSE))","v":{"$error":"#N/A"}},35,{"$f":"M37 &\" / \"&N37","v":{"$error":"#N/A"}},{"$f":"IF($J$3=$S$33,-15,VLOOKUP($J$3,$S$24:$Z$41,7,FALSE))","v":{"$error":"#N/A"}},35,null,null,null,null,{"$f":"Grundlagendaten!L50","v":"Wärmepumpe, Grundwa. , dir."},{"$f":"Grundlagendaten!M50","v":3.2},{"$f":"Grundlagendaten!N50","v":2.9},{"$f":"Grundlagendaten!O50","v":10},{"$f":"Grundlagendaten!P50","v":"Elektrizität"},"Grundwasser",0,10]
[null,"Gruppe 2",1,1,null,{"$f":"G38 &\" / \"&H38","v":{"$error":"#N/A"}},{"$f":"IF($F$3=$S$33,-7,VLOOKUP($F$3,$S$24:$Z$41,7,FALSE))","v":{"$error":"#N/A"}},35,{"$f":"J38 &\" / \"&K38","v":{"$error":"#N/A"}},{"$f":"IF($H$3=$S$33,-7,VLOOKUP($H$3,$S$24:$Z$41,7,FALSE))","v":{"$error":"#N/A"}},35,{"$f":"M38 &\" / \"&N38","v":{"$error":"#N/A"}},{"$f":"IF($J$3=$S$33,-7,VLOOKUP($J$3,$S$24:$Z$41,7,FALSE))","v":{"$error":"#N/A"}},35,null,null,null,null,{"$f":"Grundlagendaten!L51","v":"Wärmepumpe, Grundwa., indir."},{"$f":"Grundlagendaten!M51","v":2.7},{"$f":"Grundlagendaten!N51","v":2.7},{"$f":"Grundlagendaten!O51","v":8},{"$f":"Grundlagendaten!P51","v":"Elektrizität"},"Grundwasser",0,10]
[null,"Gruppe 3",1,1,null,{"$f":"G39 &\" / \"&H39","v":{"$error":"#N/A"}},{"$f":"IF($F$3=$S$33,-7,VLOOKUP($F$3,$S$24:$Z$41,7,FALSE))","v":{"$error":"#N/A"}},55,{"$f":"J39 &\" / \"&K39","v":{"$error":"#N/A"}},{"$f":"IF($H$3=$S$33,-7,VLOOKUP($H$3,$S$24:$Z$41,7,FALSE))","v":{"$error":"#N/A"}},55,{"$f":"M39 &\" / \"&N39","v":{"$error":"#N/A"}},{"$f":"IF($J$3=$S$33,-7,VLOOKUP($J$3,$S$24:$Z$41,7,FALSE))","v":{"$error":"#N/A"}},55,null,null,null,null,{"$f":"Grundlagendaten!L52","v":"Wärmepumpe Erdregister"},{"$f":"Grundlagendaten!M52","v":2.9},{"$f":"Grundlagendaten!N52","v":2.7},{"$f":"Grundlagendaten!O52","v":8},{"$f":"Grundlagendaten!P52","v":"Elektrizität"},"Erdregister",0,8]
[null,"Gruppe 4",1,1,null,{"$f":"IF(WE!G7='Berechnung WE'!F39,\"\",G40 &\" / \"&H40)","v":{"$error":"#N/A"}},{"$f":"IF($F$3=$S$33,2,VLOOKUP($F$3,$S$24:$Z$41,8,FALSE))","v":{"$error":"#N/A"}},35,{"$f":"IF(WE!G8='Berechnung WE'!I39,\"\",J40 &\" / \"&K40)","v":{"$error":"#N/A"}},{"$f":"IF($H$3=$S$33,2,VLOOKUP($H$3,$S$24:$Z$41,8,FALSE))","v":{"$error":"#N/A"}},35,{"$f":"IF(WE!G9='Berechnung WE'!L39,\"\",M40 &\" / \"&N40)","v":{"$error":"#N/A"}},{"$f":"IF($J$3=$S$33,2,VLOOKUP($J$3,$S$24:$Z$41,8,FALSE))","v":{"$error":"#N/A"}},35]
[null,"Gruppe 5",1,1,null,{"$f":"IF(WE!G7='Berechnung WE'!F39,\"\",G41 &\" / \"&H41)","v":{"$error":"#N/A"}},{"$f":"IF($F$3=$S$33,7,VLOOKUP($F$3,$S$24:$Z$41,8,FALSE))","v":{"$error":"#N/A"}},35,{"$f":"IF(WE!G8='Berechnung WE'!I39,\"\",J41 &\" / \"&K41)","v":{"$error":"#N/A"}},{"$f":"IF($H$3=$S$33,7,VLOOKUP($H$3,$S$24:$Z$41,8,FALSE))","v":{"$error":"#N/A"}},35,{"$f":"IF(WE!G9='Berechnung WE'!L39,\"\",M41 &\" / \"&N41)","v":{"$error":"#N/A"}},{"$f":"IF($J$3=$S$33,7,VLOOKUP($J$3,$S$24:$Z$41,8,FALSE))","v":{"$error":"#N/A"}},35]
[null,"Gruppe 6",1,1,null,{"$f":"IF(OR(WE!G7='Berechnung WE'!F37,WE!G7='Berechnung WE'!F38),\"\",G42&\" / \"&H42)","v":{"$error":"#N/A"}},{"$f":"IF($F$3=$S$33,2,VLOOKUP($F$3,$S$24:$Z$41,8,FALSE))","v":{"$error":"#N/A"}},55,{"$f":"IF(OR(WE!G8='Berechnung WE'!I37,WE!G8='Berechnung WE'!I38),\"\",J42&\" / \"&K42)","v":{"$error":"#N/A"}},{"$f":"IF($H$3=$S$33,2,VLOOKUP($H$3,$S$24:$Z$41,8,FALSE))","v":{"$error":"#N/A"}},55,{"$f":"IF(OR(WE!G9='Berechnung WE'!L37,WE!G9='Berechnung WE'!L38),\"\",M42&\" / \"&N42)","v":{"$error":"#N/A"}},{"$f":"IF($J$3=$S$33,2,VLOOKUP($J$3,$S$24:$Z$41,8,FALSE))","v":{"$error":"#N/A"}},55]
[null,"Gruppe 7",1,1,null,{"$f":"IF(OR(WE!G7='Berechnung WE'!F37,WE!G7='Berechnung WE'!F38),\"\",G43&\" / \"&H43)","v":{"$error":"#N/A"}},{"$f":"IF($F$3=$S$33,7,VLOOKUP($F$3,$S$24:$Z$41,8,FALSE))","v":{"$error":"#N/A"}},55,{"$f":"IF(OR(WE!G8='Berechnung WE'!I37,WE!G8='Berechnung WE'!I38),\"\",J43&\" / \"&K43)","v":{"$error":"#N/A"}},{"$f":"IF($H$3=$S$33,7,VLOOKUP($H$3,$S$24:$Z$41,8,FALSE))","v":{"$error":"#N/A"}},55,{"$f":"IF(OR(WE!G9='Berechnung WE'!L37,WE!G9='Berechnung WE'!L38),\"\",M43&\" / \"&N43)","v":{"$error":"#N/A"}},{"$f":"IF($J$3=$S$33,7,VLOOKUP($J$3,$S$24:$Z$41,8,FALSE))","v":{"$error":"#N/A"}},55]
[null,"Gruppe 8",1,1,null,{"$f":"IF(WE!G7='Berechnung WE'!F39,\"\",G44 &\" / \" &H44)","v":{"$error":"#N/A"}},20,35,{"$f":"IF(WE!G8='Berechnung WE'!I39,\"\",J44 &\" / \" &K44)","v":{"$error":"#N/A"}},20,35,{"$f":"IF(WE!G9='Berechnung WE'!L39,\"\",M44 &\" / \" &N44)","v":{"$error":"#N/A"}},20,35]
[null,"Gruppe 9",1,1,null,{"$f":"IF(OR(WE!G7='Berechnung WE'!F37,WE!G7='Berechnung WE'!F38),\"\",G45&\" / \"&H45)","v":{"$error":"#N/A"}},20,55,{"$f":"IF(OR(WE!G8='Berechnung WE'!I37,WE!G8='Berechnung WE'!I38),\"\",J45&\" / \"&K45)","v":{"$error":"#N/A"}},20,55,{"$f":"IF(OR(WE!G9='Berechnung WE'!L37,WE!G9='Berechnung WE'!L38),\"\",M45&\" / \"&N45)","v":{"$error":"#N/A"}},20,55]
[null,"Gruppe 10",1,1]
[]
[]
[]
[]
[]
[]
[]
[]
[]
[]
[]
[null,null,0,0,0,0,0,0,0,0,0,0]
["bestehend","Gr. 1-20","HG (1)","HG (2)","HG (3)","HG (4)","HG (5)","HG (6)","HG (7)","HG (8)","HG (9)","HG (10)"]
["N: Mo-Fr. von",{"$f":"MIN(C60:L60)","v":"00:00:00"},{"$f":"IF(Startblatt!$J$21<$C$58,\"\",'H01'!M55)","v":"00:00:00"},{"$f":"IF(Startblatt!$J$21<$D$58,\"\",'H02'!M55)","v":"00:00:00"},{"$f":"IF(Startblatt!$J$21<$E$58,\"\",'H03'!M55)","v":"00:00:00"},{"$f":"IF(Startblatt!$J$21<$F$58,\"\",'H04'!M55)","v":"00:00:00"},{"$f":"IF(Startblatt!$J$21<$G$58,\"\",'H05'!M55)","v":"00:00:00"},{"$f":"IF(Startblatt!$J$21<$H$58,\"\",'H06'!M55)","v":"00:00:00"},{"$f":"IF(Startblatt!$J$21<$I$58,\"\",'H07'!M55)","v":"00:00:00"},{"$f":"IF(Startblatt!$J$21<$J$58,\"\",'H08'!M55)","v":"00:00:00"},{"$f":"IF(Startblatt!$J$21<$K$58,\"\",'H09'!M55)","v":"00:00:00"},{"$f":"IF(Startblatt!$J$21<$L$58,\"\",'H10'!M55)","v":"00:00:00"}]
["N: Mo-Fr. bis",{"$f":"MAX(C61:L61)","v":"23:59:00"},{"$f":"IF(Startblatt!$J$21<$C$58,\"\",'H01'!M56)","v":"23:59:00"},{"$f":"IF(Startblatt!$J$21<$D$58,\"\",'H02'!M56)","v":"23:59:00"},{"$f":"IF(Startblatt!$J$21<$E$58,\"\",'H03'!M56)","v":"23:59:00"},{"$f":"IF(Startblatt!$J$21<$F$58,\"\",'H04'!M56)","v":"23:59:00"},{"$f":"IF(Startblatt!$J$21<$G$58,\"\",'H05'!M56)","v":"23:59:00"},{"$f":"IF(Startblatt!$J$21<$H$58,\"\",'H06'!M56)","v":"23:59:00"},{"$f":"IF(Startblatt!$J$21<$I$58,\"\",'H07'!M56)","v":"23:59:00"},{"$f":"IF(Startblatt!$J$21<$J$58,\"\",'H08'!M56)","v":"23:59:00"},{"$f":"IF(Startblatt!$J$21<$K$58,\"\",'H09'!M56)","v":"23:59:00"},{"$f":"IF(Startblatt!$J$21<$L$58,\"\",'H10'!M56)","v":"23:59:00"}]
["N: Sa von",{"$f":"MIN(C62:L62)","v":"00:00:00"},{"$f":"IF(Startblatt!$J$21<$C$58,\"\",'H01'!M57)","v":"00:00:00"},{"$f":"IF(Startblatt!$J$21<$D$58,\"\",'H02'!M57)","v":"00:00:00"},{"$f":"IF(Startblatt!$J$21<$E$58,\"\",'H03'!M57)","v":"00:00:00"},{"$f":"IF(Startblatt!$J$21<$F$58,\"\",'H04'!M57)","v":"00:00:00"},{"$f":"IF(Startblatt!$J$21<$G$58,\"\",'H05'!M57)","v":"00:00:00"},{"$f":"IF(Startblatt!$J$21<$H$58,\"\",'H06'!M57)","v":"00:00:00"},{"$f":"IF(Startblatt!$J$21<$I$58,\"\",'H07'!M57)","v":"00:00:00"},{"$f":"IF(Startblatt!$J$21<$J$58,\"\",'H08'!M57)","v":"00:00:00"},{"$f":"IF(Startblatt!$J$21<$K$58,\"\",'H09'!M57)","v":"00:00:00"},{"$f":"IF(Startblatt!$J$21<$L$58,\"\",'H10'!M57)","v":"00:00:00"}]
["N: Sa bis",{"$f":"MAX(C63:L63)","v":"23:59:00"},{"$f":"IF(Startblatt!$J$21<$C$58,\"\",'H01'!M58)","v":"23:59:00"},{"$f":"IF(Startblatt!$J$21<$D$58,\"\",'H02'!M58)","v":"23:59:00"},{"$f":"IF(Startblatt!$J$21<$E$58,\"\",'H03'!M58)","v":"23:59:00"},{"$f":"IF(Startblatt!$J$21<$F$58,\"\",'H04'!M58)","v":"23:59:00"},{"$f":"IF(Startblatt!$J$21<$G$58,\"\",'H05'!M58)","v":"23:59:00"},{"$f":"IF(Startblatt!$J$21<$H$58,\"\",'H06'!M58)","v":"23:59:00"},{"$f":"IF(Startblatt!$J$21<$I$58,\"\",'H07'!M58)","v":"23:59:00"},{"$f":"IF(Startblatt!$J$21<$J$58,\"\",'H08'!M58)","v":"23:59:00"},{"$f":"IF(Startblatt!$J$21<$K$58,\"\",'H09'!M58)","v":"23:59:00"},{"$f":"IF(Startblatt!$J$21<$L$58,\"\",'H10'!M58)","v":"23:59:00"}]
["N: So von",{"$f":"MIN(C64:L64)","v":"00:00:00"},{"$f":"IF(Startblatt!$J$21<$C$58,\"\",'H01'!M59)","v":"00:00:00"},{"$f":"IF(Startblatt!$J$21<$D$58,\"\",'H02'!M59)","v":"00:00:00"},{"$f":"IF(Startblatt!$J$21<$E$58,\"\",'H03'!M59)","v":"00:00:00"},{"$f":"IF(Startblatt!$J$21<$F$58,\"\",'H04'!M59)","v":"00:00:00"},{"$f":"IF(Startblatt!$J$21<$G$58,\"\",'H05'!M59)","v":"00:00:00"},{"$f":"IF(Startblatt!$J$21<$H$58,\"\",'H06'!M59)","v":"00:00:00"},{"$f":"IF(Startblatt!$J$21<$I$58,\"\",'H07'!M59)","v":"00:00:00"},{"$f":"IF(Startblatt!$J$21<$J$58,\"\",'H08'!M59)","v":"00:00:00"},{"$f":"IF(Startblatt!$J$21<$K$58,\"\",'H09'!M59)","v":"00:00:00"},{"$f":"IF(Startblatt!$J$21<$L$58,\"\",'H10'!M59)","v":"00:00:00"}]
["N: So bis",{"$f":"MAX(C65:L65)","v":"23:59:00"},{"$f":"IF(Startblatt!$J$21<$C$58,\"\",'H01'!M60)","v":"23:59:00"},{"$f":"IF(Startblatt!$J$21<$D$58,\"\",'H02'!M60)","v":"23:59:00"},{"$f":"IF(Startblatt!$J$21<$E$58,\"\",'H03'!M60)","v":"23:59:00"},{"$f":"IF(Startblatt!$J$21<$F$58,\"\",'H04'!M60)","v":"23:59:00"},{"$f":"IF(Startblatt!$J$21<$G$58,\"\",'H05'!M60)","v":"23:59:00"},{"$f":"IF(Startblatt!$J$21<$H$58,\"\",'H06'!M60)","v":"23:59:00"},{"$f":"IF(Startblatt!$J$21<$I$58,\"\",'H07'!M60)","v":"23:59:00"},{"$f":"IF(Startblatt!$J$21<$J$58,\"\",'H08'!M60)","v":"23:59:00"},{"$f":"IF(Startblatt!$J$21<$K$58,\"\",'H09'!M60)","v":"23:59:00"},{"$f":"IF(Startblatt!$J$21<$L$58,\"\",'H10'!M60)","v":"23:59:00"}]
["E: Mo-Fr. von",{"$f":"MIN(C66:L66)","v":"00:00:00"},{"$f":"IF(Startblatt!$J$21<$C$58,\"\",'H01'!M61)","v":"00:00:00"},{"$f":"IF(Startblatt!$J$21<$D$58,\"\",'H02'!M61)","v":"00:00:00"},{"$f":"IF(Startblatt!$J$21<$E$58,\"\",'H03'!M61)","v":"00:00:00"},{"$f":"IF(Startblatt!$J$21<$F$58,\"\",'H04'!M61)","v":"00:00:00"},{"$f":"IF(Startblatt!$J$21<$G$58,\"\",'H05'!M61)","v":"00:00:00"},{"$f":"IF(Startblatt!$J$21<$H$58,\"\",'H06'!M61)","v":"00:00:00"},{"$f":"IF(Startblatt!$J$21<$I$58,\"\",'H07'!M61)","v":"00:00:00"},{"$f":"IF(Startblatt!$J$21<$J$58,\"\",'H08'!M61)","v":"00:00:00"},{"$f":"IF(Startblatt!$J$21<$K$58,\"\",'H09'!M61)","v":"00:00:00"},{"$f":"IF(Startblatt!$J$21<$L$58,\"\",'H10'!M61)","v":"00:00:00"}]
["E: Mo-Fr. bis",{"$f":"MAX(C67:L67)","v":"00:00:00"},{"$f":"IF(Startblatt!$J$21<$C$58,\"\",'H01'!M62)","v":"00:00:00"},{"$f":"IF(Startblatt!$J$21<$D$58,\"\",'H02'!M62)","v":"00:00:00"},{"$f":"IF(Startblatt!$J$21<$E$58,\"\",'H03'!M62)","v":"00:00:00"},{"$f":"IF(Startblatt!$J$21<$F$58,\"\",'H04'!M62)","v":"00:00:00"},{"$f":"IF(Startblatt!$J$21<$G$58,\"\",'H05'!M62)","v":"00:00:00"},{"$f":"IF(Startblatt!$J$21<$H$58,\"\",'H06'!M62)","v":"00:00:00"},{"$f":"IF(Startblatt!$J$21<$I$58,\"\",'H07'!M62)","v":"00:00:00"},{"$f":"IF(Startblatt!$J$21<$J$58,\"\",'H08'!M62)","v":"00:00:00"},{"$f":"IF(Startblatt!$J$21<$K$58,\"\",'H09'!M62)","v":"00:00:00"},{"$f":"IF(Startblatt!$J$21<$L$58,\"\",'H10'!M62)","v":"00:00:00"}]
["E: Sa von",{"$f":"MIN(C68:L68)","v":"00:00:00"},{"$f":"IF(Startblatt!$J$21<$C$58,\"\",'H01'!M63)","v":"00:00:00"},{"$f":"IF(Startblatt!$J$21<$D$58,\"\",'H02'!M63)","v":"00:00:00"},{"$f":"IF(Startblatt!$J$21<$E$58,\"\",'H03'!M63)","v":"00:00:00"},{"$f":"IF(Startblatt!$J$21<$F$58,\"\",'H04'!M63)","v":"00:00:00"},{"$f":"IF(Startblatt!$J$21<$G$58,\"\",'H05'!M63)","v":"00:00:00"},{"$f":"IF(Startblatt!$J$21<$H$58,\"\",'H06'!M63)","v":"00:00:00"},{"$f":"IF(Startblatt!$J$21<$I$58,\"\",'H07'!M63)","v":"00:00:00"},{"$f":"IF(Startblatt!$J$21<$J$58,\"\",'H08'!M63)","v":"00:00:00"},{"$f":"IF(Startblatt!$J$21<$K$58,\"\",'H09'!M63)","v":"00:00:00"},{"$f":"IF(Startblatt!$J$21<$L$58,\"\",'H10'!M63)","v":"00:00:00"}]
["E: Sa bis",{"$f":"MAX(C69:L69)","v":"00:00:00"},{"$f":"IF(Startblatt!$J$21<$C$58,\"\",'H01'!M64)","v":"00:00:00"},{"$f":"IF(Startblatt!$J$21<$D$58,\"\",'H02'!M64)","v":"00:00:00"},{"$f":"IF(Startblatt!$J$21<$E$58,\"\",'H03'!M64)","v":"00:00:00"},{"$f":"IF(Startblatt!$J$21<$F$58,\"\",'H04'!M64)","v":"00:00:00"},{"$f":"IF(Startblatt!$J$21<$G$58,\"\",'H05'!M64)","v":"00:00:00"},{"$f":"IF(Startblatt!$J$21<$H$58,\"\",'H06'!M64)","v":"00:00:00"},{"$f":"IF(Startblatt!$J$21<$I$58,\"\",'H07'!M64)","v":"00:00:00"},{"$f":"IF(Startblatt!$J$21<$J$58,\"\",'H08'!M64)","v":"00:00:00"},{"$f":"IF(Startblatt!$J$21<$K$58,\"\",'H09'!M64)","v":"00:00:00"},{"$f":"IF(Startblatt!$J$21<$L$58,\"\",'H10'!M64)","v":"00:00:00"}]
["E: So von",{"$f":"MIN(C70:L70)","v":"00:00:00"},{"$f":"IF(Startblatt!$J$21<$C$58,\"\",'H01'!M65)","v":"00:00:00"},{"$f":"IF(Startblatt!$J$21<$D$58,\"\",'H02'!M65)","v":"00:00:00"},{"$f":"IF(Startblatt!$J$21<$E$58,\"\",'H03'!M65)","v":"00:00:00"},{"$f":"IF(Startblatt!$J$21<$F$58,\"\",'H04'!M65)","v":"00:00:00"},{"$f":"IF(Startblatt!$J$21<$G$58,\"\",'H05'!M65)","v":"00:00:00"},{"$f":"IF(Startblatt!$J$21<$H$58,\"\",'H06'!M65)","v":"00:00:00"},{"$f":"IF(Startblatt!$J$21<$I$58,\"\",'H07'!M65)","v":"00:00:00"},{"$f":"IF(Startblatt!$J$21<$J$58,\"\",'H08'!M65)","v":"00:00:00"},{"$f":"IF(Startblatt!$J$21<$K$58,\"\",'H09'!M65)","v":"00:00:00"},{"$f":"IF(Startblatt!$J$21<$L$58,\"\",'H10'!M65)","v":"00:00:00"}]
["E: So bis",{"$f":"MAX(C71:L71)","v":"00:00:00"},{"$f":"IF(Startblatt!$J$21<$C$58,\"\",'H01'!M66)","v":"00:00:00"},{"$f":"IF(Startblatt!$J$21<$D$58,\"\",'H02'!M66)","v":"00:00:00"},{"$f":"IF(Startblatt!$J$21<$E$58,\"\",'H03'!M66)","v":"00:00:00"},{"$f":"IF(Startblatt!$J$21<$F$58,\"\",'H04'!M66)","v":"00:00:00"},{"$f":"IF(Startblatt!$J$21<$G$58,\"\",'H05'!M66)","v":"00:00:00"},{"$f":"IF(Startblatt!$J$21<$H$58,\"\",'H06'!M66)","v":"00:00:00"},{"$f":"IF(Startblatt!$J$21<$I$58,\"\",'H07'!M66)","v":"00:00:00"},{"$f":"IF(Startblatt!$J$21<$J$58,\"\",'H08'!M66)","v":"00:00:00"},{"$f":"IF(Startblatt!$J$21<$K$58,\"\",'H09'!M66)","v":"00:00:00"},{"$f":"IF(Startblatt!$J$21<$L$58,\"\",'H10'!M66)","v":"00:00:00"}]
[]
["optimiert","Gr. 1-20","HG (1)","HG (2)","HG (3)","HG (4)","HG (5)","HG (6)","HG (7)","HG (8)","HG (9)","HG (10)"]
["N: Mo-Fr. von",{"$f":"MIN(C74:L74)","v":"00:00:00"},{"$f":"IF(Startblatt!$J$21<$C$58,\"\",'H01'!N55)","v":"00:00:00"},{"$f":"IF(Startblatt!$J$21<$D$58,\"\",'H02'!N55)","v":"00:00:00"},{"$f":"IF(Startblatt!$J$21<$E$58,\"\",'H03'!N55)","v":"00:00:00"},{"$f":"IF(Startblatt!$J$21<$F$58,\"\",'H04'!N55)","v":"00:00:00"},{"$f":"IF(Startblatt!$J$21<$G$58,\"\",'H05'!N55)","v":"00:00:00"},{"$f":"IF(Startblatt!$J$21<$H$58,\"\",'H06'!N55)","v":"00:00:00"},{"$f":"IF(Startblatt!$J$21<$I$58,\"\",'H07'!N55)","v":"00:00:00"},{"$f":"IF(Startblatt!$J$21<$J$58,\"\",'H08'!N55)","v":"00:00:00"},{"$f":"IF(Startblatt!$J$21<$K$58,\"\",'H09'!N55)","v":"00:00:00"},{"$f":"IF(Startblatt!$J$21<$L$58,\"\",'H10'!N55)","v":"00:00:00"}]
["N: Mo-Fr. bis",{"$f":"MAX(C75:L75)","v":"23:59:00"},{"$f":"IF(Startblatt!$J$21<$C$58,\"\",'H01'!N56)","v":"23:59:00"},{"$f":"IF(Startblatt!$J$21<$D$58,\"\",'H02'!N56)","v":"23:59:00"},{"$f":"IF(Startblatt!$J$21<$E$58,\"\",'H03'!N56)","v":"23:59:00"},{"$f":"IF(Startblatt!$J$21<$F$58,\"\",'H04'!N56)","v":"23:59:00"},{"$f":"IF(Startblatt!$J$21<$G$58,\"\",'H05'!N56)","v":"23:59:00"},{"$f":"IF(Startblatt!$J$21<$H$58,\"\",'H06'!N56)","v":"23:59:00"},{"$f":"IF(Startblatt!$J$21<$I$58,\"\",'H07'!N56)","v":"23:59:00"},{"$f":"IF(Startblatt!$J$21<$J$58,\"\",'H08'!N56)","v":"23:59:00"},{"$f":"IF(Startblatt!$J$21<$K$58,\"\",'H09'!N56)","v":"23:59:00"},{"$f":"IF(Startblatt!$J$21<$L$58,\"\",'H10'!N56)","v":"23:59:00"}]
["N: Sa von",{"$f":"MIN(C76:L76)","v":"00:00:00"},{"$f":"IF(Startblatt!$J$21<$C$58,\"\",'H01'!N57)","v":"00:00:00"},{"$f":"IF(Startblatt!$J$21<$D$58,\"\",'H02'!N57)","v":"00:00:00"},{"$f":"IF(Startblatt!$J$21<$E$58,\"\",'H03'!N57)","v":"00:00:00"},{"$f":"IF(Startblatt!$J$21<$F$58,\"\",'H04'!N57)","v":"00:00:00"},{"$f":"IF(Startblatt!$J$21<$G$58,\"\",'H05'!N57)","v":"00:00:00"},{"$f":"IF(Startblatt!$J$21<$H$58,\"\",'H06'!N57)","v":"00:00:00"},{"$f":"IF(Startblatt!$J$21<$I$58,\"\",'H07'!N57)","v":"00:00:00"},{"$f":"IF(Startblatt!$J$21<$J$58,\"\",'H08'!N57)","v":"00:00:00"},{"$f":"IF(Startblatt!$J$21<$K$58,\"\",'H09'!N57)","v":"00:00:00"},{"$f":"IF(Startblatt!$J$21<$L$58,\"\",'H10'!N57)","v":"00:00:00"}]
["N: Sa bis",{"$f":"MAX(C77:L77)","v":"23:59:00"},{"$f":"IF(Startblatt!$J$21<$C$58,\"\",'H01'!N58)","v":"23:59:00"},{"$f":"IF(Startblatt!$J$21<$D$58,\"\",'H02'!N58)","v":"23:59:00"},{"$f":"IF(Startblatt!$J$21<$E$58,\"\",'H03'!N58)","v":"23:59:00"},{"$f":"IF(Startblatt!$J$21<$F$58,\"\",'H04'!N58)","v":"23:59:00"},{"$f":"IF(Startblatt!$J$21<$G$58,\"\",'H05'!N58)","v":"23:59:00"},{"$f":"IF(Startblatt!$J$21<$H$58,\"\",'H06'!N58)","v":"23:59:00"},{"$f":"IF(Startblatt!$J$21<$I$58,\"\",'H07'!N58)","v":"23:59:00"},{"$f":"IF(Startblatt!$J$21<$J$58,\"\",'H08'!N58)","v":"23:59:00"},{"$f":"IF(Startblatt!$J$21<$K$58,\"\",'H09'!N58)","v":"23:59:00"},{"$f":"IF(Startblatt!$J$21<$L$58,\"\",'H10'!N58)","v":"23:59:00"}]
["N: So von",{"$f":"MIN(C78:L78)","v":"00:00:00"},{"$f":"IF(Startblatt!$J$21<$C$58,\"\",'H01'!N59)","v":"00:00:00"},{"$f":"IF(Startblatt!$J$21<$D$58,\"\",'H02'!N59)","v":"00:00:00"},{"$f":"IF(Startblatt!$J$21<$E$58,\"\",'H03'!N59)","v":"00:00:00"},{"$f":"IF(Startblatt!$J$21<$F$58,\"\",'H04'!N59)","v":"00:00:00"},{"$f":"IF(Startblatt!$J$21<$G$58,\"\",'H05'!N59)","v":"00:00:00"},{"$f":"IF(Startblatt!$J$21<$H$58,\"\",'H06'!N59)","v":"00:00:00"},{"$f":"IF(Startblatt!$J$21<$I$58,\"\",'H07'!N59)","v":"00:00:00"},{"$f":"IF(Startblatt!$J$21<$J$58,\"\",'H08'!N59)","v":"00:00:00"},{"$f":"IF(Startblatt!$J$21<$K$58,\"\",'H09'!N59)","v":"00:00:00"},{"$f":"IF(Startblatt!$J$21<$L$58,\"\",'H10'!N59)","v":"00:00:00"}]
["N: So bis",{"$f":"MAX(C79:L79)","v":"23:59:00"},{"$f":"IF(Startblatt!$J$21<$C$58,\"\",'H01'!N60)","v":"23:59:00"},{"$f":"IF(Startblatt!$J$21<$D$58,\"\",'H02'!N60)","v":"23:59:00"},{"$f":"IF(Startblatt!$J$21<$E$58,\"\",'H03'!N60)","v":"23:59:00"},{"$f":"IF(Startblatt!$J$21<$F$58,\"\",'H04'!N60)","v":"23:59:00"},{"$f":"IF(Startblatt!$J$21<$G$58,\"\",'H05'!N60)","v":"23:59:00"},{"$f":"IF(Startblatt!$J$21<$H$58,\"\",'H06'!N60)","v":"23:59:00"},{"$f":"IF(Startblatt!$J$21<$I$58,\"\",'H07'!N60)","v":"23:59:00"},{"$f":"IF(Startblatt!$J$21<$J$58,\"\",'H08'!N60)","v":"23:59:00"},{"$f":"IF(Startblatt!$J$21<$K$58,\"\",'H09'!N60)","v":"23:59:00"},{"$f":"IF(Startblatt!$J$21<$L$58,\"\",'H10'!N60)","v":"23:59:00"}]
["E: Mo-Fr. von",{"$f":"MIN(C80:L80)","v":"00:00:00"},{"$f":"IF(Startblatt!$J$21<$C$58,\"\",'H01'!N61)","v":"00:00:00"},{"$f":"IF(Startblatt!$J$21<$D$58,\"\",'H02'!N61)","v":"00:00:00"},{"$f":"IF(Startblatt!$J$21<$E$58,\"\",'H03'!N61)","v":"00:00:00"},{"$f":"IF(Startblatt!$J$21<$F$58,\"\",'H04'!N61)","v":"00:00:00"},{"$f":"IF(Startblatt!$J$21<$G$58,\"\",'H05'!N61)","v":"00:00:00"},{"$f":"IF(Startblatt!$J$21<$H$58,\"\",'H06'!N61)","v":"00:00:00"},{"$f":"IF(Startblatt!$J$21<$I$58,\"\",'H07'!N61)","v":"00:00:00"},{"$f":"IF(Startblatt!$J$21<$J$58,\"\",'H08'!N61)","v":"00:00:00"},{"$f":"IF(Startblatt!$J$21<$K$58,\"\",'H09'!N61)","v":"00:00:00"},{"$f":"IF(Startblatt!$J$21<$L$58,\"\",'H10'!N61)","v":"00:00:00"}]
["E: Mo-Fr. bis",{"$f":"MAX(C81:L81)","v":"00:00:00"},{"$f":"IF(Startblatt!$J$21<$C$58,\"\",'H01'!N62)","v":"00:00:00"},{"$f":"IF(Startblatt!$J$21<$D$58,\"\",'H02'!N62)","v":"00:00:00"},{"$f":"IF(Startblatt!$J$21<$E$58,\"\",'H03'!N62)","v":"00:00:00"},{"$f":"IF(Startblatt!$J$21<$F$58,\"\",'H04'!N62)","v":"00:00:00"},{"$f":"IF(Startblatt!$J$21<$G$58,\"\",'H05'!N62)","v":"00:00:00"},{"$f":"IF(Startblatt!$J$21<$H$58,\"\",'H06'!N62)","v":"00:00:00"},{"$f":"IF(Startblatt!$J$21<$I$58,\"\",'H07'!N62)","v":"00:00:00"},{"$f":"IF(Startblatt!$J$21<$J$58,\"\",'H08'!N62)","v":"00:00:00"},{"$f":"IF(Startblatt!$J$21<$K$58,\"\",'H09'!N62)","v":"00:00:00"},{"$f":"IF(Startblatt!$J$21<$L$58,\"\",'H10'!N62)","v":"00:00:00"}]
["E: Sa von",{"$f":"MIN(C82:L82)","v":"00:00:00"},{"$f":"IF(Startblatt!$J$21<$C$58,\"\",'H01'!N63)","v":"00:00:00"},{"$f":"IF(Startblatt!$J$21<$D$58,\"\",'H02'!N63)","v":"00:00:00"},{"$f":"IF(Startblatt!$J$21<$E$58,\"\",'H03'!N63)","v":"00:00:00"},{"$f":"IF(Startblatt!$J$21<$F$58,\"\",'H04'!N63)","v":"00:00:00"},{"$f":"IF(Startblatt!$J$21<$G$58,\"\",'H05'!N63)","v":"00:00:00"},{"$f":"IF(Startblatt!$J$21<$H$58,\"\",'H06'!N63)","v":"00:00:00"},{"$f":"IF(Startblatt!$J$21<$I$58,\"\",'H07'!N63)","v":"00:00:00"},{"$f":"IF(Startblatt!$J$21<$J$58,\"\",'H08'!N63)","v":"00:00:00"},{"$f":"IF(Startblatt!$J$21<$K$58,\"\",'H09'!N63)","v":"00:00:00"},{"$f":"IF(Startblatt!$J$21<$L$58,\"\",'H10'!N63)","v":"00:00:00"}]
["E: Sa bis",{"$f":"MAX(C83:L83)","v":"00:00:00"},{"$f":"IF(Startblatt!$J$21<$C$58,\"\",'H01'!N64)","v":"00:00:00"},{"$f":"IF(Startblatt!$J$21<$D$58,\"\",'H02'!N64)","v":"00:00:00"},{"$f":"IF(Startblatt!$J$21<$E$58,\"\",'H03'!N64)","v":"00:00:00"},{"$f":"IF(Startblatt!$J$21<$F$58,\"\",'H04'!N64)","v":"00:00:00"},{"$f":"IF(Startblatt!$J$21<$G$58,\"\",'H05'!N64)","v":"00:00:00"},{"$f":"IF(Startblatt!$J$21<$H$58,\"\",'H06'!N64)","v":"00:00:00"},{"$f":"IF(Startblatt!$J$21<$I$58,\"\",'H07'!N64)","v":"00:00:00"},{"$f":"IF(Startblatt!$J$21<$J$58,\"\",'H08'!N64)","v":"00:00:00"},{"$f":"IF(Startblatt!$J$21<$K$58,\"\",'H09'!N64)","v":"00:00:00"},{"$f":"IF(Startblatt!$J$21<$L$58,\"\",'H10'!N64)","v":"00:00:00"}]
["E: So von",{"$f":"MIN(C84:L84)","v":"00:00:00"},{"$f":"IF(Startblatt!$J$21<$C$58,\"\",'H01'!N65)","v":"00:00:00"},{"$f":"IF(Startblatt!$J$21<$D$58,\"\",'H02'!N65)","v":"00:00:00"},{"$f":"IF(Startblatt!$J$21<$E$58,\"\",'H03'!N65)","v":"00:00:00"},{"$f":"IF(Startblatt!$J$21<$F$58,\"\",'H04'!N65)","v":"00:00:00"},{"$f":"IF(Startblatt!$J$21<$G$58,\"\",'H05'!N65)","v":"00:00:00"},{"$f":"IF(Startblatt!$J$21<$H$58,\"\",'H06'!N65)","v":"00:00:00"},{"$f":"IF(Startblatt!$J$21<$I$58,\"\",'H07'!N65)","v":"00:00:00"},{"$f":"IF(Startblatt!$J$21<$J$58,\"\",'H08'!N65)","v":"00:00:00"},{"$f":"IF(Startblatt!$J$21<$K$58,\"\",'H09'!N65)","v":"00:00:00"},{"$f":"IF(Startblatt!$J$21<$L$58,\"\",'H10'!N65)","v":"00:00:00"}]
["E: So bis",{"$f":"MAX(C85:L85)","v":"00:00:00"},{"$f":"IF(Startblatt!$J$21<$C$58,\"\",'H01'!N66)","v":"00:00:00"},{"$f":"IF(Startblatt!$J$21<$D$58,\"\",'H02'!N66)","v":"00:00:00"},{"$f":"IF(Startblatt!$J$21<$E$58,\"\",'H03'!N66)","v":"00:00:00"},{"$f":"IF(Startblatt!$J$21<$F$58,\"\",'H04'!N66)","v":"00:00:00"},{"$f":"IF(Startblatt!$J$21<$G$58,\"\",'H05'!N66)","v":"00:00:00"},{"$f":"IF(Startblatt!$J$21<$H$58,\"\",'H06'!N66)","v":"00:00:00"},{"$f":"IF(Startblatt!$J$21<$I$58,\"\",'H07'!N66)","v":"00:00:00"},{"$f":"IF(Startblatt!$J$21<$J$58,\"\",'H08'!N66)","v":"00:00:00"},{"$f":"IF(Startblatt!$J$21<$K$58,\"\",'H09'!N66)","v":"00:00:00"},{"$f":"IF(Startblatt!$J$21<$L$58,\"\",'H10'!N66)","v":"00:00:00"}]
[]
["Hiezleistungen Gruppen"]
["Ist-Zustand"]
["Tab","HG (1)","HG (2)","HG (3)","HG (4)","HG (5)","HG (6)","HG (7)","HG (8)","HG (9)","HG (10)","TWW","Summe Gr. 1-10"]
["[°C]","[kW]","[kW]","[kW]","[kW]","[kW]","[kW]","[kW]","[kW]","[kW]","[kW]","[kW]","[kW]"]
[-25,{"$f":"'H01'!$M69","v":0},{"$f":"'H02'!$M69","v":0},{"$f":"'H03'!$M69","v":0},{"$f":"'H04'!$M69","v":0},{"$f":"'H05'!$M69","v":0},{"$f":"'H06'!$M69","v":0},{"$f":"'H07'!$M69","v":0},{"$f":"'H08'!$M69","v":0},{"$f":"'H09'!$M69","v":0},{"$f":"'H10'!$M69","v":0},{"$f":"'TW01'!M71+'TW02'!M71+'TW03'!M71+'TW04'!M71","v":0},{"$f":"SUM(B91:L91)","v":0}]
[-24,{"$f":"'H01'!$M70","v":0},{"$f":"'H02'!$M70","v":0},{"$f":"'H03'!$M70","v":0},{"$f":"'H04'!$M70","v":0},{"$f":"'H05'!$M70","v":0},{"$f":"'H06'!$M70","v":0},{"$f":"'H07'!$M70","v":0},{"$f":"'H08'!$M70","v":0},{"$f":"'H09'!$M70","v":0},{"$f":"'H10'!$M70","v":0},{"$f":"'TW01'!M72+'TW02'!M72+'TW03'!M72+'TW04'!M72","v":0},{"$f":"SUM(B92:L92)","v":0}]
[-23,{"$f":"'H01'!$M71","v":0},{"$f":"'H02'!$M71","v":0},{"$f":"'H03'!$M71","v":0},{"$f":"'H04'!$M71","v":0},{"$f":"'H05'!$M71","v":0},{"$f":"'H06'!$M71","v":0},{"$f":"'H07'!$M71","v":0},{"$f":"'H08'!$M71","v":0},{"$f":"'H09'!$M71","v":0},{"$f":"'H10'!$M71","v":0},{"$f":"'TW01'!M73+'TW02'!M73+'TW03'!M73+'TW04'!M73","v":0},0]
[-22,{"$f":"'H01'!$M72","v":0},{"$f":"'H02'!$M72","v":0},{"$f":"'H03'!$M72","v":0},{"$f":"'H04'!$M72","v":0},{"$f":"'H05'!$M72","v":0},{"$f":"'H06'!$M72","v":0},{"$f":"'H07'!$M72","v":0},{"$f":"'H08'!$M72","v":0},{"$f":"'H09'!$M72","v":0},{"$f":"'H10'!$M72","v":0},{"$f":"'TW01'!M74+'TW02'!M74+'TW03'!M74+'TW04'!M74","v":0},0]
[-21,{"$f":"'H01'!$M73","v":0},{"$f":"'H02'!$M73","v":0},{"$f":"'H03'!$M73","v":0},{"$f":"'H04'!$M73","v":0},{"$f":"'H05'!$M73","v":0},{"$f":"'H06'!$M73","v":0},{"$f":"'H07'!$M73","v":0},{"$f":"'H08'!$M73","v":0},{"$f":"'H09'!$M73","v":0},{"$f":"'H10'!$M73","v":0},{"$f":"'TW01'!M75+'TW02'!M75+'TW03'!M75+'TW04'!M75","v":0},0]
[-20,{"$f":"'H01'!$M74","v":0},{"$f":"'H02'!$M74","v":0},{"$f":"'H03'!$M74","v":0},{"$f":"'H04'!$M74","v":0},{"$f":"'H05'!$M74","v":0},{"$f":"'H06'!$M74","v":0},{"$f":"'H07'!$M74","v":0},{"$f":"'H08'!$M74","v":0},{"$f":"'H09'!$M74","v":0},{"$f":"'H10'!$M74","v":0},{"$f":"'TW01'!M76+'TW02'!M76+'TW03'!M76+'TW04'!M76","v":0},0]
[-19,{"$f":"'H01'!$M75","v":0},{"$f":"'H02'!$M75","v":0},{"$f":"'H03'!$M75","v":0},{"$f":"'H04'!$M75","v":0},{"$f":"'H05'!$M75","v":0},{"$f":"'H06'!$M75","v":0},{"$f":"'H07'!$M75","v":0},{"$f":"'H08'!$M75","v":0},{"$f":"'H09'!$M75","v":0},{"$f":"'H10'!$M75","v":0},{"$f":"'TW01'!M77+'TW02'!M77+'TW03'!M77+'TW04'!M77","v":0},0]
[-18,{"$f":"'H01'!$M76","v":0},{"$f":"'H02'!$M76","v":0},{"$f":"'H03'!$M76","v":0},{"$f":"'H04'!$M76","v":0},{"$f":"'H05'!$M76","v":0},{"$f":"'H06'!$M76","v":0},{"$f":"'H07'!$M76","v":0},{"$f":"'H08'!$M76","v":0},{"$f":"'H09'!$M76","v":0},{"$f":"'H10'!$M76","v":0},{"$f":"'TW01'!M78+'TW02'!M78+'TW03'!M78+'TW04'!M78","v":0},0]
[-17,{"$f":"'H01'!$M77","v":0},{"$f":"'H02'!$M77","v":0},{"$f":"'H03'!$M77","v":0},{"$f":"'H04'!$M77","v":0},{"$f":"'H05'!$M77","v":0},{"$f":"'H06'!$M77","v":0},{"$f":"'H07'!$M77","v":0},{"$f":"'H08'!$M77","v":0},{"$f":"'H09'!$M77","v":0},{"$f":"'H10'!$M77","v":0},{"$f":"'TW01'!M79+'TW02'!M79+'TW03'!M79+'TW04'!M79","v":0},0]
[-16,{"$f":"'H01'!$M78","v":0},{"$f":"'H02'!$M78","v":0},{"$f":"'H03'!$M78","v":0},{"$f":"'H04'!$M78","v":0},{"$f":"'H05'!$M78","v":0},{"$f":"'H06'!$M78","v":0},{"$f":"'H07'!$M78","v":0},{"$f":"'H08'!$M78","v":0},{"$f":"'H09'!$M78","v":0},{"$f":"'H10'!$M78","v":0},{"$f":"'TW01'!M80+'TW02'!M80+'TW03'!M80+'TW04'!M80","v":0},0]
[-15,{"$f":"'H01'!$M79","v":0},{"$f":"'H02'!$M79","v":0},{"$f":"'H03'!$M79","v":0},{"$f":"'H04'!$M79","v":0},{"$f":"'H05'!$M79","v":0},{"$f":"'H06'!$M79","v":0},{"$f":"'H07'!$M79","v":0},{"$f":"'H08'!$M79","v":0},{"$f":"'H09'!$M79","v":0},{"$f":"'H10'!$M79","v":0},{"$f":"'TW01'!M81+'TW02'!M81+'TW03'!M81+'TW04'!M81","v":0},0]
[-14,{"$f":"'H01'!$M80","v":0},{"$f":"'H02'!$M80","v":0},{"$f":"'H03'!$M80","v":0},{"$f":"'H04'!$M80","v":0},{"$f":"'H05'!$M80","v":0},{"$f":"'H06'!$M80","v":0},{"$f":"'H07'!$M80","v":0},{"$f":"'H08'!$M80","v":0},{"$f":"'H09'!$M80","v":0},{"$f":"'H10'!$M80","v":0},{"$f":"'TW01'!M82+'TW02'!M82+'TW03'!M82+'TW04'!M82","v":0},0]
[-13,{"$f":"'H01'!$M81","v":0},{"$f":"'H02'!$M81","v":0},{"$f":"'H03'!$M81","v":0},{"$f":"'H04'!$M81","v":0},{"$f":"'H05'!$M81","v":0},{"$f":"'H06'!$M81","v":0},{"$f":"'H07'!$M81","v":0},{"$f":"'H08'!$M81","v":0},{"$f":"'H09'!$M81","v":0},{"$f":"'H10'!$M81","v":0},{"$f":"'TW01'!M83+'TW02'!M83+'TW03'!M83+'TW04'!M83","v":0},0]
[-12,{"$f":"'H01'!$M82","v":0},{"$f":"'H02'!$M82","v":0},{"$f":"'H03'!$M82","v":0},{"$f":"'H04'!$M82","v":0},{"$f":"'H05'!$M82","v":0},{"$f":"'H06'!$M82","v":0},{"$f":"'H07'!$M82","v":0},{"$f":"'H08'!$M82","v":0},{"$f":"'H09'!$M82","v":0},{"$f":"'H10'!$M82","v":0},{"$f":"'TW01'!M84+'TW02'!M84+'TW03'!M84+'TW04'!M84","v":0},0]
[-11,{"$f":"'H01'!$M83","v":0},{"$f":"'H02'!$M83","v":0},{"$f":"'H03'!$M83","v":0},{"$f":"'H04'!$M83","v":0},{"$f":"'H05'!$M83","v":0},{"$f":"'H06'!$M83","v":0},{"$f":"'H07'!$M83","v":0},{"$f":"'H08'!$M83","v":0},{"$f":"'H09'!$M83","v":0},{"$f":"'H10'!$M83","v":0},{"$f":"'TW01'!M85+'TW02'!M85+'TW03'!M85+'TW04'!M85","v":0},0]
[-10,{"$f":"'H01'!$M84","v":0},{"$f":"'H02'!$M84","v":0},{"$f":"'H03'!$M84","v":0},{"$f":"'H04'!$M84","v":0},{"$f":"'H05'!$M84","v":0},{"$f":"'H06'!$M84","v":0},{"$f":"'H07'!$M84","v":0},{"$f":"'H08'!$M84","v":0},{"$f":"'H09'!$M84","v":0},{"$f":"'H10'!$M84","v":0},{"$f":"'TW01'!M86+'TW02'!M86+'TW03'!M86+'TW04'!M86","v":0},0]
[-9,{"$f":"'H01'!$M85","v":0},{"$f":"'H02'!$M85","v":0},{"$f":"'H03'!$M85","v":0},{"$f":"'H04'!$M85","v":0},{"$f":"'H05'!$M85","v":0},{"$f":"'H06'!$M85","v":0},{"$f":"'H07'!$M85","v":0},{"$f":"'H08'!$M85","v":0},{"$f":"'H09'!$M85","v":0},{"$f":"'H10'!$M85","v":0},{"$f":"'TW01'!M87+'TW02'!M87+'TW03'!M87+'TW04'!M87","v":0},0]
[-8,{"$f":"'H01'!$M86","v":0},{"$f":"'H02'!$M86","v":0},{"$f":"'H03'!$M86","v":0},{"$f":"'H04'!$M86","v":0},{"$f":"'H05'!$M86","v":0},{"$f":"'H06'!$M86","v":0},{"$f":"'H07'!$M86","v":0},{"$f":"'H08'!$M86","v":0},{"$f":"'H09'!$M86","v":0},{"$f":"'H10'!$M86","v":0},{"$f":"'TW01'!M88+'TW02'!M88+'TW03'!M88+'TW04'!M88","v":0},0]
[-7,{"$f":"'H01'!$M87","v":0},{"$f":"'H02'!$M87","v":0},{"$f":"'H03'!$M87","v":0},{"$f":"'H04'!$M87","v":0},{"$f":"'H05'!$M87","v":0},{"$f":"'H06'!$M87","v":0},{"$f":"'H07'!$M87","v":0},{"$f":"'H08'!$M87","v":0},{"$f":"'H09'!$M87","v":0},{"$f":"'H10'!$M87","v":0},{"$f":"'TW01'!M89+'TW02'!M89+'TW03'!M89+'TW04'!M89","v":0},0]
[-6,{"$f":"'H01'!$M88","v":0},{"$f":"'H02'!$M88","v":0},{"$f":"'H03'!$M88","v":0},{"$f":"'H04'!$M88","v":0},{"$f":"'H05'!$M88","v":0},{"$f":"'H06'!$M88","v":0},{"$f":"'H07'!$M88","v":0},{"$f":"'H08'!$M88","v":0},{"$f":"'H09'!$M88","v":0},{"$f":"'H10'!$M88","v":0},{"$f":"'TW01'!M90+'TW02'!M90+'TW03'!M90+'TW04'!M90","v":0},0]
[-5,{"$f":"'H01'!$M89","v":0},{"$f":"'H02'!$M89","v":0},{"$f":"'H03'!$M89","v":0},{"$f":"'H04'!$M89","v":0},{"$f":"'H05'!$M89","v":0},{"$f":"'H06'!$M89","v":0},{"$f":"'H07'!$M89","v":0},{"$f":"'H08'!$M89","v":0},{"$f":"'H09'!$M89","v":0},{"$f":"'H10'!$M89","v":0},{"$f":"'TW01'!M91+'TW02'!M91+'TW03'!M91+'TW04'!M91","v":0},0]
[-4,{"$f":"'H01'!$M90","v":0},{"$f":"'H02'!$M90","v":0},{"$f":"'H03'!$M90","v":0},{"$f":"'H04'!$M90","v":0},{"$f":"'H05'!$M90","v":0},{"$f":"'H06'!$M90","v":0},{"$f":"'H07'!$M90","v":0},{"$f":"'H08'!$M90","v":0},{"$f":"'H09'!$M90","v":0},{"$f":"'H10'!$M90","v":0},{"$f":"'TW01'!M92+'TW02'!M92+'TW03'!M92+'TW04'!M92","v":0},0]
[-3,{"$f":"'H01'!$M91","v":0},{"$f":"'H02'!$M91","v":0},{"$f":"'H03'!$M91","v":0},{"$f":"'H04'!$M91","v":0},{"$f":"'H05'!$M91","v":0},{"$f":"'H06'!$M91","v":0},{"$f":"'H07'!$M91","v":0},{"$f":"'H08'!$M91","v":0},{"$f":"'H09'!$M91","v":0},{"$f":"'H10'!$M91","v":0},{"$f":"'TW01'!M93+'TW02'!M93+'TW03'!M93+'TW04'!M93","v":0},0]
[-2,{"$f":"'H01'!$M92","v":0},{"$f":"'H02'!$M92","v":0},{"$f":"'H03'!$M92","v":0},{"$f":"'H04'!$M92","v":0},{"$f":"'H05'!$M92","v":0},{"$f":"'H06'!$M92","v":0},{"$f":"'H07'!$M92","v":0},{"$f":"'H08'!$M92","v":0},{"$f":"'H09'!$M92","v":0},{"$f":"'H10'!$M92","v":0},{"$f":"'TW01'!M94+'TW02'!M94+'TW03'!M94+'TW04'!M94","v":0},0]
[-1,{"$f":"'H01'!$M93","v":0},{"$f":"'H02'!$M93","v":0},{"$f":"'H03'!$M93","v":0},{"$f":"'H04'!$M93","v":0},{"$f":"'H05'!$M93","v":0},{"$f":"'H06'!$M93","v":0},{"$f":"'H07'!$M93","v":0},{"$f":"'H08'!$M93","v":0},{"$f":"'H09'!$M93","v":0},{"$f":"'H10'!$M93","v":0},{"$f":"'TW01'!M95+'TW02'!M95+'TW03'!M95+'TW04'!M95","v":0},0]
[0,{"$f":"'H01'!$M94","v":0},{"$f":"'H02'!$M94","v":0},{"$f":"'H03'!$M94","v":0},{"$f":"'H04'!$M94","v":0},{"$f":"'H05'!$M94","v":0},{"$f":"'H06'!$M94","v":0},{"$f":"'H07'!$M94","v":0},{"$f":"'H08'!$M94","v":0},{"$f":"'H09'!$M94","v":0},{"$f":"'H10'!$M94","v":0},{"$f":"'TW01'!M96+'TW02'!M96+'TW03'!M96+'TW04'!M96","v":0},0]
[1,{"$f":"'H01'!$M95","v":0},{"$f":"'H02'!$M95","v":0},{"$f":"'H03'!$M95","v":0},{"$f":"'H04'!$M95","v":0},{"$f":"'H05'!$M95","v":0},{"$f":"'H06'!$M95","v":0},{"$f":"'H07'!$M95","v":0},{"$f":"'H08'!$M95","v":0},{"$f":"'H09'!$M95","v":0},{"$f":"'H10'!$M95","v":0},{"$f":"'TW01'!M97+'TW02'!M97+'TW03'!M97+'TW04'!M97","v":0},0]
[2,{"$f":"'H01'!$M96","v":0},{"$f":"'H02'!$M96","v":0},{"$f":"'H03'!$M96","v":0},{"$f":"'H04'!$M96","v":0},{"$f":"'H05'!$M96","v":0},{"$f":"'H06'!$M96","v":0},{"$f":"'H07'!$M96","v":0},{"$f":"'H08'!$M96","v":0},{"$f":"'H09'!$M96","v":0},{"$f":"'H10'!$M96","v":0},{"$f":"'TW01'!M98+'TW02'!M98+'TW03'!M98+'TW04'!M98","v":0},0]
[3,{"$f":"'H01'!$M97","v":0},{"$f":"'H02'!$M97","v":0},{"$f":"'H03'!$M97","v":0},{"$f":"'H04'!$M97","v":0},{"$f":"'H05'!$M97","v":0},{"$f":"'H06'!$M97","v":0},{"$f":"'H07'!$M97","v":0},{"$f":"'H08'!$M97","v":0},{"$f":"'H09'!$M97","v":0},{"$f":"'H10'!$M97","v":0},{"$f":"'TW01'!M99+'TW02'!M99+'TW03'!M99+'TW04'!M99","v":0},0]
[4,{"$f":"'H01'!$M98","v":0},{"$f":"'H02'!$M98","v":0},{"$f":"'H03'!$M98","v":0},{"$f":"'H04'!$M98","v":0},{"$f":"'H05'!$M98","v":0},{"$f":"'H06'!$M98","v":0},{"$f":"'H07'!$M98","v":0},{"$f":"'H08'!$M98","v":0},{"$f":"'H09'!$M98","v":0},{"$f":"'H10'!$M98","v":0},{"$f":"'TW01'!M100+'TW02'!M100+'TW03'!M100+'TW04'!M100","v":0},0]
[5,{"$f":"'H01'!$M99","v":0},{"$f":"'H02'!$M99","v":0},{"$f":"'H03'!$M99","v":0},{"$f":"'H04'!$M99","v":0},{"$f":"'H05'!$M99","v":0},{"$f":"'H06'!$M99","v":0},{"$f":"'H07'!$M99","v":0},{"$f":"'H08'!$M99","v":0},{"$f":"'H09'!$M99","v":0},{"$f":"'H10'!$M99","v":0},{"$f":"'TW01'!M101+'TW02'!M101+'TW03'!M101+'TW04'!M101","v":0},0]
[6,{"$f":"'H01'!$M100","v":0},{"$f":"'H02'!$M100","v":0},{"$f":"'H03'!$M100","v":0},{"$f":"'H04'!$M100","v":0},{"$f":"'H05'!$M100","v":0},{"$f":"'H06'!$M100","v":0},{"$f":"'H07'!$M100","v":0},{"$f":"'H08'!$M100","v":0},{"$f":"'H09'!$M100","v":0},{"$f":"'H10'!$M100","v":0},{"$f":"'TW01'!M102+'TW02'!M102+'TW03'!M102+'TW04'!M102","v":0},0]
[7,{"$f":"'H01'!$M101","v":0},{"$f":"'H02'!$M101","v":0},{"$f":"'H03'!$M101","v":0},{"$f":"'H04'!$M101","v":0},{"$f":"'H05'!$M101","v":0},{"$f":"'H06'!$M101","v":0},{"$f":"'H07'!$M101","v":0},{"$f":"'H08'!$M101","v":0},{"$f":"'H09'!$M101","v":0},{"$f":"'H10'!$M101","v":0},{"$f":"'TW01'!M103+'TW02'!M103+'TW03'!M103+'TW04'!M103","v":0},0]
[8,{"$f":"'H01'!$M102","v":0},{"$f":"'H02'!$M102","v":0},{"$f":"'H03'!$M102","v":0},{"$f":"'H04'!$M102","v":0},{"$f":"'H05'!$M102","v":0},{"$f":"'H06'!$M102","v":0},{"$f":"'H07'!$M102","v":0},{"$f":"'H08'!$M102","v":0},{"$f":"'H09'!$M102","v":0},{"$f":"'H10'!$M102","v":0},{"$f":"'TW01'!M104+'TW02'!M104+'TW03'!M104+'TW04'!M104","v":0},0]
[9,{"$f":"'H01'!$M103","v":0},{"$f":"'H02'!$M103","v":0},{"$f":"'H03'!$M103","v":0},{"$f":"'H04'!$M103","v":0},{"$f":"'H05'!$M103","v":0},{"$f":"'H06'!$M103","v":0},{"$f":"'H07'!$M103","v":0},{"$f":"'H08'!$M103","v":0},{"$f":"'H09'!$M103","v":0},{"$f":"'H10'!$M103","v":0},{"$f":"'TW01'!M105+'TW02'!M105+'TW03'!M105+'TW04'!M105","v":0},0]
[10,{"$f":"'H01'!$M104","v":0},{"$f":"'H02'!$M104","v":0},{"$f":"'H03'!$M104","v":0},{"$f":"'H04'!$M104","v":0},{"$f":"'H05'!$M104","v":0},{"$f":"'H06'!$M104","v":0},{"$f":"'H07'!$M104","v":0},{"$f":"'H08'!$M104","v":0},{"$f":"'H09'!$M104","v":0},{"$f":"'H10'!$M104","v":0},{"$f":"'TW01'!M106+'TW02'!M106+'TW03'!M106+'TW04'!M106","v":0},0]
[11,{"$f":"'H01'!$M105","v":0},{"$f":"'H02'!$M105","v":0},{"$f":"'H03'!$M105","v":0},{"$f":"'H04'!$M105","v":0},{"$f":"'H05'!$M105","v":0},{"$f":"'H06'!$M105","v":0},{"$f":"'H07'!$M105","v":0},{"$f":"'H08'!$M105","v":0},{"$f":"'H09'!$M105","v":0},{"$f":"'H10'!$M105","v":0},{"$f":"'TW01'!M107+'TW02'!M107+'TW03'!M107+'TW04'!M107","v":0},0]
[12,{"$f":"'H01'!$M106","v":0},{"$f":"'H02'!$M106","v":0},{"$f":"'H03'!$M106","v":0},{"$f":"'H04'!$M106","v":0},{"$f":"'H05'!$M106","v":0},{"$f":"'H06'!$M106","v":0},{"$f":"'H07'!$M106","v":0},{"$f":"'H08'!$M106","v":0},{"$f":"'H09'!$M106","v":0},{"$f":"'H10'!$M106","v":0},{"$f":"'TW01'!M108+'TW02'!M108+'TW03'!M108+'TW04'!M108","v":0},0]
[13,{"$f":"'H01'!$M107","v":0},{"$f":"'H02'!$M107","v":0},{"$f":"'H03'!$M107","v":0},{"$f":"'H04'!$M107","v":0},{"$f":"'H05'!$M107","v":0},{"$f":"'H06'!$M107","v":0},{"$f":"'H07'!$M107","v":0},{"$f":"'H08'!$M107","v":0},{"$f":"'H09'!$M107","v":0},{"$f":"'H10'!$M107","v":0},{"$f":"'TW01'!M109+'TW02'!M109+'TW03'!M109+'TW04'!M109","v":0},0]
[14,{"$f":"'H01'!$M108","v":0},{"$f":"'H02'!$M108","v":0},{"$f":"'H03'!$M108","v":0},{"$f":"'H04'!$M108","v":0},{"$f":"'H05'!$M108","v":0},{"$f":"'H06'!$M108","v":0},{"$f":"'H07'!$M108","v":0},{"$f":"'H08'!$M108","v":0},{"$f":"'H09'!$M108","v":0},{"$f":"'H10'!$M108","v":0},{"$f":"'TW01'!M110+'TW02'!M110+'TW03'!M110+'TW04'!M110","v":0},0]
[15,{"$f":"'H01'!$M109","v":0},{"$f":"'H02'!$M109","v":0},{"$f":"'H03'!$M109","v":0},{"$f":"'H04'!$M109","v":0},{"$f":"'H05'!$M109","v":0},{"$f":"'H06'!$M109","v":0},{"$f":"'H07'!$M109","v":0},{"$f":"'H08'!$M109","v":0},{"$f":"'H09'!$M109","v":0},{"$f":"'H10'!$M109","v":0},{"$f":"'TW01'!M111+'TW02'!M111+'TW03'!M111+'TW04'!M111","v":0},0]
[16,{"$f":"'H01'!$M110","v":0},{"$f":"'H02'!$M110","v":0},{"$f":"'H03'!$M110","v":0},{"$f":"'H04'!$M110","v":0},{"$f":"'H05'!$M110","v":0},{"$f":"'H06'!$M110","v":0},{"$f":"'H07'!$M110","v":0},{"$f":"'H08'!$M110","v":0},{"$f":"'H09'!$M110","v":0},{"$f":"'H10'!$M110","v":0},{"$f":"'TW01'!M112+'TW02'!M112+'TW03'!M112+'TW04'!M112","v":0},0]
[17,{"$f":"'H01'!$M111","v":0},{"$f":"'H02'!$M111","v":0},{"$f":"'H03'!$M111","v":0},{"$f":"'H04'!$M111","v":0},{"$f":"'H05'!$M111","v":0},{"$f":"'H06'!$M111","v":0},{"$f":"'H07'!$M111","v":0},{"$f":"'H08'!$M111","v":0},{"$f":"'H09'!$M111","v":0},{"$f":"'H10'!$M111","v":0},{"$f":"'TW01'!M113+'TW02'!M113+'TW03'!M113+'TW04'!M113","v":0},0]
[18,{"$f":"'H01'!$M112","v":0},{"$f":"'H02'!$M112","v":0},{"$f":"'H03'!$M112","v":0},{"$f":"'H04'!$M112","v":0},{"$f":"'H05'!$M112","v":0},{"$f":"'H06'!$M112","v":0},{"$f":"'H07'!$M112","v":0},{"$f":"'H08'!$M112","v":0},{"$f":"'H09'!$M112","v":0},{"$f":"'H10'!$M112","v":0},{"$f":"'TW01'!M114+'TW02'!M114+'TW03'!M114+'TW04'!M114","v":0},0]
[19,{"$f":"'H01'!$M113","v":0},{"$f":"'H02'!$M113","v":0},{"$f":"'H03'!$M113","v":0},{"$f":"'H04'!$M113","v":0},{"$f":"'H05'!$M113","v":0},{"$f":"'H06'!$M113","v":0},{"$f":"'H07'!$M113","v":0},{"$f":"'H08'!$M113","v":0},{"$f":"'H09'!$M113","v":0},{"$f":"'H10'!$M113","v":0},{"$f":"'TW01'!M115+'TW02'!M115+'TW03'!M115+'TW04'!M115","v":0},0]
[20,{"$f":"'H01'!$M114","v":0},{"$f":"'H02'!$M114","v":0},{"$f":"'H03'!$M114","v":0},{"$f":"'H04'!$M114","v":0},{"$f":"'H05'!$M114","v":0},{"$f":"'H06'!$M114","v":0},{"$f":"'H07'!$M114","v":0},{"$f":"'H08'!$M114","v":0},{"$f":"'H09'!$M114","v":0},{"$f":"'H10'!$M114","v":0},{"$f":"'TW01'!M116+'TW02'!M116+'TW03'!M116+'TW04'!M116","v":0},0]
[21,{"$f":"'H01'!$M115","v":0},{"$f":"'H02'!$M115","v":0},{"$f":"'H03'!$M115","v":0},{"$f":"'H04'!$M115","v":0},{"$f":"'H05'!$M115","v":0},{"$f":"'H06'!$M115","v":0},{"$f":"'H07'!$M115","v":0},{"$f":"'H08'!$M115","v":0},{"$f":"'H09'!$M115","v":0},{"$f":"'H10'!$M115","v":0},{"$f":"'TW01'!M117+'TW02'!M117+'TW03'!M117+'TW04'!M117","v":0},0]
[22,{"$f":"'H01'!$M116","v":0},{"$f":"'H02'!$M116","v":0},{"$f":"'H03'!$M116","v":0},{"$f":"'H04'!$M116","v":0},{"$f":"'H05'!$M116","v":0},{"$f":"'H06'!$M116","v":0},{"$f":"'H07'!$M116","v":0},{"$f":"'H08'!$M116","v":0},{"$f":"'H09'!$M116","v":0},{"$f":"'H10'!$M116","v":0},{"$f":"'TW01'!M118+'TW02'!M118+'TW03'!M118+'TW04'!M118","v":0},0]
[23,{"$f":"'H01'!$M117","v":0},{"$f":"'H02'!$M117","v":0},{"$f":"'H03'!$M117","v":0},{"$f":"'H04'!$M117","v":0},{"$f":"'H05'!$M117","v":0},{"$f":"'H06'!$M117","v":0},{"$f":"'H07'!$M117","v":0},{"$f":"'H08'!$M117","v":0},{"$f":"'H09'!$M117","v":0},{"$f":"'H10'!$M117","v":0},{"$f":"'TW01'!M119+'TW02'!M119+'TW03'!M119+'TW04'!M119","v":0},0]
[24,{"$f":"'H01'!$M118","v":0},{"$f":"'H02'!$M118","v":0},{"$f":"'H03'!$M118","v":0},{"$f":"'H04'!$M118","v":0},{"$f":"'H05'!$M118","v":0},{"$f":"'H06'!$M118","v":0},{"$f":"'H07'!$M118","v":0},{"$f":"'H08'!$M118","v":0},{"$f":"'H09'!$M118","v":0},{"$f":"'H10'!$M118","v":0},{"$f":"'TW01'!M120+'TW02'!M120+'TW03'!M120+'TW04'!M120","v":0},0]
[25,{"$f":"'H01'!$M119","v":0},{"$f":"'H02'!$M119","v":0},{"$f":"'H03'!$M119","v":0},{"$f":"'H04'!$M119","v":0},{"$f":"'H05'!$M119","v":0},{"$f":"'H06'!$M119","v":0},{"$f":"'H07'!$M119","v":0},{"$f":"'H08'!$M119","v":0},{"$f":"'H09'!$M119","v":0},{"$f":"'H10'!$M119","v":0},{"$f":"'TW01'!M121+'TW02'!M121+'TW03'!M121+'TW04'!M121","v":0},0]
[26,{"$f":"'H01'!$M120","v":0},{"$f":"'H02'!$M120","v":0},{"$f":"'H03'!$M120","v":0},{"$f":"'H04'!$M120","v":0},{"$f":"'H05'!$M120","v":0},{"$f":"'H06'!$M120","v":0},{"$f":"'H07'!$M120","v":0},{"$f":"'H08'!$M120","v":0},{"$f":"'H09'!$M120","v":0},{"$f":"'H10'!$M120","v":0},{"$f":"'TW01'!M122+'TW02'!M122+'TW03'!M122+'TW04'!M122","v":0},0]
[27,{"$f":"'H01'!$M121","v":0},{"$f":"'H02'!$M121","v":0},{"$f":"'H03'!$M121","v":0},{"$f":"'H04'!$M121","v":0},{"$f":"'H05'!$M121","v":0},{"$f":"'H06'!$M121","v":0},{"$f":"'H07'!$M121","v":0},{"$f":"'H08'!$M121","v":0},{"$f":"'H09'!$M121","v":0},{"$f":"'H10'!$M121","v":0},{"$f":"'TW01'!M123+'TW02'!M123+'TW03'!M123+'TW04'!M123","v":0},0]
[28,{"$f":"'H01'!$M122","v":0},{"$f":"'H02'!$M122","v":0},{"$f":"'H03'!$M122","v":0},{"$f":"'H04'!$M122","v":0},{"$f":"'H05'!$M122","v":0},{"$f":"'H06'!$M122","v":0},{"$f":"'H07'!$M122","v":0},{"$f":"'H08'!$M122","v":0},{"$f":"'H09'!$M122","v":0},{"$f":"'H10'!$M122","v":0},{"$f":"'TW01'!M124+'TW02'!M124+'TW03'!M124+'TW04'!M124","v":0},0]
[29,{"$f":"'H01'!$M123","v":0},{"$f":"'H02'!$M123","v":0},{"$f":"'H03'!$M123","v":0},{"$f":"'H04'!$M123","v":0},{"$f":"'H05'!$M123","v":0},{"$f":"'H06'!$M123","v":0},{"$f":"'H07'!$M123","v":0},{"$f":"'H08'!$M123","v":0},{"$f":"'H09'!$M123","v":0},{"$f":"'H10'!$M123","v":0},{"$f":"'TW01'!M125+'TW02'!M125+'TW03'!M125+'TW04'!M125","v":0},0]
[30,{"$f":"'H01'!$M124","v":0},{"$f":"'H02'!$M124","v":0},{"$f":"'H03'!$M124","v":0},{"$f":"'H04'!$M124","v":0},{"$f":"'H05'!$M124","v":0},{"$f":"'H06'!$M124","v":0},{"$f":"'H07'!$M124","v":0},{"$f":"'H08'!$M124","v":0},{"$f":"'H09'!$M124","v":0},{"$f":"'H10'!$M124","v":0},{"$f":"'TW01'!M126+'TW02'!M126+'TW03'!M126+'TW04'!M126","v":0},0]
[31,{"$f":"'H01'!$M125","v":0},{"$f":"'H02'!$M125","v":0},{"$f":"'H03'!$M125","v":0},{"$f":"'H04'!$M125","v":0},{"$f":"'H05'!$M125","v":0},{"$f":"'H06'!$M125","v":0},{"$f":"'H07'!$M125","v":0},{"$f":"'H08'!$M125","v":0},{"$f":"'H09'!$M125","v":0},{"$f":"'H10'!$M125","v":0},{"$f":"'TW01'!M127+'TW02'!M127+'TW03'!M127+'TW04'!M127","v":0},0]
[32,{"$f":"'H01'!$M126","v":0},{"$f":"'H02'!$M126","v":0},{"$f":"'H03'!$M126","v":0},{"$f":"'H04'!$M126","v":0},{"$f":"'H05'!$M126","v":0},{"$f":"'H06'!$M126","v":0},{"$f":"'H07'!$M126","v":0},{"$f":"'H08'!$M126","v":0},{"$f":"'H09'!$M126","v":0},{"$f":"'H10'!$M126","v":0},{"$f":"'TW01'!M128+'TW02'!M128+'TW03'!M128+'TW04'!M128","v":0},0]
[33,{"$f":"'H01'!$M127","v":0},{"$f":"'H02'!$M127","v":0},{"$f":"'H03'!$M127","v":0},{"$f":"'H04'!$M127","v":0},{"$f":"'H05'!$M127","v":0},{"$f":"'H06'!$M127","v":0},{"$f":"'H07'!$M127","v":0},{"$f":"'H08'!$M127","v":0},{"$f":"'H09'!$M127","v":0},{"$f":"'H10'!$M127","v":0},{"$f":"'TW01'!M129+'TW02'!M129+'TW03'!M129+'TW04'!M129","v":0},0]
[34,{"$f":"'H01'!$M128","v":0},{"$f":"'H02'!$M128","v":0},{"$f":"'H03'!$M128","v":0},{"$f":"'H04'!$M128","v":0},{"$f":"'H05'!$M128","v":0},{"$f":"'H06'!$M128","v":0},{"$f":"'H07'!$M128","v":0},{"$f":"'H08'!$M128","v":0},{"$f":"'H09'!$M128","v":0},{"$f":"'H10'!$M128","v":0},{"$f":"'TW01'!M130+'TW02'!M130+'TW03'!M130+'TW04'!M130","v":0},0]
[35,{"$f":"'H01'!$M129","v":0},{"$f":"'H02'!$M129","v":0},{"$f":"'H03'!$M129","v":0},{"$f":"'H04'!$M129","v":0},{"$f":"'H05'!$M129","v":0},{"$f":"'H06'!$M129","v":0},{"$f":"'H07'!$M129","v":0},{"$f":"'H08'!$M129","v":0},{"$f":"'H09'!$M129","v":0},{"$f":"'H10'!$M129","v":0},{"$f":"'TW01'!M131+'TW02'!M131+'TW03'!M131+'TW04'!M131","v":0},{"$f":"SUM(B151:L151)","v":0}]
[]
["Hiezleistungen Gruppen"]
["Soll-Zustand"]
["Tab","HG (1)","HG (2)","HG (3)","HG (4)","HG (5)","HG (6)","HG (7)","HG (8)","HG (9)","HG (10)","TWW","Summe Gr. 1-10"]
["[°C]","[kW]","[kW]","[kW]","[kW]","[kW]","[kW]","[kW]","[kW]","[kW]","[kW]","[kW]","[kW]"]
[{"$f":"A91","v":-25},{"$f":"'H01'!$N69","v":0},{"$f":"'H02'!$N69","v":0},{"$f":"'H03'!$N69","v":0},{"$f":"'H04'!$N69","v":0},{"$f":"'H05'!$N69","v":0},{"$f":"'H06'!$N69","v":0},{"$f":"'H07'!$N69","v":0},{"$f":"'H08'!$N69","v":0},{"$f":"'H09'!$N69","v":0},{"$f":"'H10'!$N69","v":0},{"$f":"'TW01'!R71+'TW02'!R71+'TW03'!R71+'TW04'!R71","v":0},{"$f":"SUM(B157:L157)","v":0}]
[-24,{"$f":"'H01'!$N70","v":0},{"$f":"'H02'!$N70","v":0},{"$f":"'H03'!$N70","v":0},{"$f":"'H04'!$N70","v":0},{"$f":"'H05'!$N70","v":0},{"$f":"'H06'!$N70","v":0},{"$f":"'H07'!$N70","v":0},{"$f":"'H08'!$N70","v":0},{"$f":"'H09'!$N70","v":0},{"$f":"'H10'!$N70","v":0},{"$f":"'TW01'!R72+'TW02'!R72+'TW03'!R72+'TW04'!R72","v":0},{"$f":"SUM(B158:L158)","v":0}]
[-23,{"$f":"'H01'!$N71","v":0},{"$f":"'H02'!$N71","v":0},{"$f":"'H03'!$N71","v":0},{"$f":"'H04'!$N71","v":0},{"$f":"'H05'!$N71","v":0},{"$f":"'H06'!$N71","v":0},{"$f":"'H07'!$N71","v":0},{"$f":"'H08'!$N71","v":0},{"$f":"'H09'!$N71","v":0},{"$f":"'H10'!$N71","v":0},{"$f":"'TW01'!R73+'TW02'!R73+'TW03'!R73+'TW04'!R73","v":0},0]
[-22,{"$f":"'H01'!$N72","v":0},{"$f":"'H02'!$N72","v":0},{"$f":"'H03'!$N72","v":0},{"$f":"'H04'!$N72","v":0},{"$f":"'H05'!$N72","v":0},{"$f":"'H06'!$N72","v":0},{"$f":"'H07'!$N72","v":0},{"$f":"'H08'!$N72","v":0},{"$f":"'H09'!$N72","v":0},{"$f":"'H10'!$N72","v":0},{"$f":"'TW01'!R74+'TW02'!R74+'TW03'!R74+'TW04'!R74","v":0},0]
[-21,{"$f":"'H01'!$N73","v":0},{"$f":"'H02'!$N73","v":0},{"$f":"'H03'!$N73","v":0},{"$f":"'H04'!$N73","v":0},{"$f":"'H05'!$N73","v":0},{"$f":"'H06'!$N73","v":0},{"$f":"'H07'!$N73","v":0},{"$f":"'H08'!$N73","v":0},{"$f":"'H09'!$N73","v":0},{"$f":"'H10'!$N73","v":0},{"$f":"'TW01'!R75+'TW02'!R75+'TW03'!R75+'TW04'!R75","v":0},0]
[-20,{"$f":"'H01'!$N74","v":0},{"$f":"'H02'!$N74","v":0},{"$f":"'H03'!$N74","v":0},{"$f":"'H04'!$N74","v":0},{"$f":"'H05'!$N74","v":0},{"$f":"'H06'!$N74","v":0},{"$f":"'H07'!$N74","v":0},{"$f":"'H08'!$N74","v":0},{"$f":"'H09'!$N74","v":0},{"$f":"'H10'!$N74","v":0},{"$f":"'TW01'!R76+'TW02'!R76+'TW03'!R76+'TW04'!R76","v":0},0]
[-19,{"$f":"'H01'!$N75","v":0},{"$f":"'H02'!$N75","v":0},{"$f":"'H03'!$N75","v":0},{"$f":"'H04'!$N75","v":0},{"$f":"'H05'!$N75","v":0},{"$f":"'H06'!$N75","v":0},{"$f":"'H07'!$N75","v":0},{"$f":"'H08'!$N75","v":0},{"$f":"'H09'!$N75","v":0},{"$f":"'H10'!$N75","v":0},{"$f":"'TW01'!R77+'TW02'!R77+'TW03'!R77+'TW04'!R77","v":0},0]
[-18,{"$f":"'H01'!$N76","v":0},{"$f":"'H02'!$N76","v":0},{"$f":"'H03'!$N76","v":0},{"$f":"'H04'!$N76","v":0},{"$f":"'H05'!$N76","v":0},{"$f":"'H06'!$N76","v":0},{"$f":"'H07'!$N76","v":0},{"$f":"'H08'!$N76","v":0},{"$f":"'H09'!$N76","v":0},{"$f":"'H10'!$N76","v":0},{"$f":"'TW01'!R78+'TW02'!R78+'TW03'!R78+'TW04'!R78","v":0},0]
[-17,{"$f":"'H01'!$N77","v":0},{"$f":"'H02'!$N77","v":0},{"$f":"'H03'!$N77","v":0},{"$f":"'H04'!$N77","v":0},{"$f":"'H05'!$N77","v":0},{"$f":"'H06'!$N77","v":0},{"$f":"'H07'!$N77","v":0},{"$f":"'H08'!$N77","v":0},{"$f":"'H09'!$N77","v":0},{"$f":"'H10'!$N77","v":0},{"$f":"'TW01'!R79+'TW02'!R79+'TW03'!R79+'TW04'!R79","v":0},0]
[-16,{"$f":"'H01'!$N78","v":0},{"$f":"'H02'!$N78","v":0},{"$f":"'H03'!$N78","v":0},{"$f":"'H04'!$N78","v":0},{"$f":"'H05'!$N78","v":0},{"$f":"'H06'!$N78","v":0},{"$f":"'H07'!$N78","v":0},{"$f":"'H08'!$N78","v":0},{"$f":"'H09'!$N78","v":0},{"$f":"'H10'!$N78","v":0},{"$f":"'TW01'!R80+'TW02'!R80+'TW03'!R80+'TW04'!R80","v":0},0]
[-15,{"$f":"'H01'!$N79","v":0},{"$f":"'H02'!$N79","v":0},{"$f":"'H03'!$N79","v":0},{"$f":"'H04'!$N79","v":0},{"$f":"'H05'!$N79","v":0},{"$f":"'H06'!$N79","v":0},{"$f":"'H07'!$N79","v":0},{"$f":"'H08'!$N79","v":0},{"$f":"'H09'!$N79","v":0},{"$f":"'H10'!$N79","v":0},{"$f":"'TW01'!R81+'TW02'!R81+'TW03'!R81+'TW04'!R81","v":0},0]
[-14,{"$f":"'H01'!$N80","v":0},{"$f":"'H02'!$N80","v":0},{"$f":"'H03'!$N80","v":0},{"$f":"'H04'!$N80","v":0},{"$f":"'H05'!$N80","v":0},{"$f":"'H06'!$N80","v":0},{"$f":"'H07'!$N80","v":0},{"$f":"'H08'!$N80","v":0},{"$f":"'H09'!$N80","v":0},{"$f":"'H10'!$N80","v":0},{"$f":"'TW01'!R82+'TW02'!R82+'TW03'!R82+'TW04'!R82","v":0},0]
[-13,{"$f":"'H01'!$N81","v":0},{"$f":"'H02'!$N81","v":0},{"$f":"'H03'!$N81","v":0},{"$f":"'H04'!$N81","v":0},{"$f":"'H05'!$N81","v":0},{"$f":"'H06'!$N81","v":0},{"$f":"'H07'!$N81","v":0},{"$f":"'H08'!$N81","v":0},{"$f":"'H09'!$N81","v":0},{"$f":"'H10'!$N81","v":0},{"$f":"'TW01'!R83+'TW02'!R83+'TW03'!R83+'TW04'!R83","v":0},0]
[-12,{"$f":"'H01'!$N82","v":0},{"$f":"'H02'!$N82","v":0},{"$f":"'H03'!$N82","v":0},{"$f":"'H04'!$N82","v":0},{"$f":"'H05'!$N82","v":0},{"$f":"'H06'!$N82","v":0},{"$f":"'H07'!$N82","v":0},{"$f":"'H08'!$N82","v":0},{"$f":"'H09'!$N82","v":0},{"$f":"'H10'!$N82","v":0},{"$f":"'TW01'!R84+'TW02'!R84+'TW03'!R84+'TW04'!R84","v":0},0]
[-11,{"$f":"'H01'!$N83","v":0},{"$f":"'H02'!$N83","v":0},{"$f":"'H03'!$N83","v":0},{"$f":"'H04'!$N83","v":0},{"$f":"'H05'!$N83","v":0},{"$f":"'H06'!$N83","v":0},{"$f":"'H07'!$N83","v":0},{"$f":"'H08'!$N83","v":0},{"$f":"'H09'!$N83","v":0},{"$f":"'H10'!$N83","v":0},{"$f":"'TW01'!R85+'TW02'!R85+'TW03'!R85+'TW04'!R85","v":0},0]
[-10,{"$f":"'H01'!$N84","v":0},{"$f":"'H02'!$N84","v":0},{"$f":"'H03'!$N84","v":0},{"$f":"'H04'!$N84","v":0},{"$f":"'H05'!$N84","v":0},{"$f":"'H06'!$N84","v":0},{"$f":"'H07'!$N84","v":0},{"$f":"'H08'!$N84","v":0},{"$f":"'H09'!$N84","v":0},{"$f":"'H10'!$N84","v":0},{"$f":"'TW01'!R86+'TW02'!R86+'TW03'!R86+'TW04'!R86","v":0},0]
[-9,{"$f":"'H01'!$N85","v":0},{"$f":"'H02'!$N85","v":0},{"$f":"'H03'!$N85","v":0},{"$f":"'H04'!$N85","v":0},{"$f":"'H05'!$N85","v":0},{"$f":"'H06'!$N85","v":0},{"$f":"'H07'!$N85","v":0},{"$f":"'H08'!$N85","v":0},{"$f":"'H09'!$N85","v":0},{"$f":"'H10'!$N85","v":0},{"$f":"'TW01'!R87+'TW02'!R87+'TW03'!R87+'TW04'!R87","v":0},0]
[-8,{"$f":"'H01'!$N86","v":0},{"$f":"'H02'!$N86","v":0},{"$f":"'H03'!$N86","v":0},{"$f":"'H04'!$N86","v":0},{"$f":"'H05'!$N86","v":0},{"$f":"'H06'!$N86","v":0},{"$f":"'H07'!$N86","v":0},{"$f":"'H08'!$N86","v":0},{"$f":"'H09'!$N86","v":0},{"$f":"'H10'!$N86","v":0},{"$f":"'TW01'!R88+'TW02'!R88+'TW03'!R88+'TW04'!R88","v":0},0]
[-7,{"$f":"'H01'!$N87","v":0},{"$f":"'H02'!$N87","v":0},{"$f":"'H03'!$N87","v":0},{"$f":"'H04'!$N87","v":0},{"$f":"'H05'!$N87","v":0},{"$f":"'H06'!$N87","v":0},{"$f":"'H07'!$N87","v":0},{"$f":"'H08'!$N87","v":0},{"$f":"'H09'!$N87","v":0},{"$f":"'H10'!$N87","v":0},{"$f":"'TW01'!R89+'TW02'!R89+'TW03'!R89+'TW04'!R89","v":0},0]
[-6,{"$f":"'H01'!$N88","v":0},{"$f":"'H02'!$N88","v":0},{"$f":"'H03'!$N88","v":0},{"$f":"'H04'!$N88","v":0},{"$f":"'H05'!$N88","v":0},{"$f":"'H06'!$N88","v":0},{"$f":"'H07'!$N88","v":0},{"$f":"'H08'!$N88","v":0},{"$f":"'H09'!$N88","v":0},{"$f":"'H10'!$N88","v":0},{"$f":"'TW01'!R90+'TW02'!R90+'TW03'!R90+'TW04'!R90","v":0},0]
[-5,{"$f":"'H01'!$N89","v":0},{"$f":"'H02'!$N89","v":0},{"$f":"'H03'!$N89","v":0},{"$f":"'H04'!$N89","v":0},{"$f":"'H05'!$N89","v":0},{"$f":"'H06'!$N89","v":0},{"$f":"'H07'!$N89","v":0},{"$f":"'H08'!$N89","v":0},{"$f":"'H09'!$N89","v":0},{"$f":"'H10'!$N89","v":0},{"$f":"'TW01'!R91+'TW02'!R91+'TW03'!R91+'TW04'!R91","v":0},0]
[-4,{"$f":"'H01'!$N90","v":0},{"$f":"'H02'!$N90","v":0},{"$f":"'H03'!$N90","v":0},{"$f":"'H04'!$N90","v":0},{"$f":"'H05'!$N90","v":0},{"$f":"'H06'!$N90","v":0},{"$f":"'H07'!$N90","v":0},{"$f":"'H08'!$N90","v":0},{"$f":"'H09'!$N90","v":0},{"$f":"'H10'!$N90","v":0},{"$f":"'TW01'!R92+'TW02'!R92+'TW03'!R92+'TW04'!R92","v":0},0]
[-3,{"$f":"'H01'!$N91","v":0},{"$f":"'H02'!$N91","v":0},{"$f":"'H03'!$N91","v":0},{"$f":"'H04'!$N91","v":0},{"$f":"'H05'!$N91","v":0},{"$f":"'H06'!$N91","v":0},{"$f":"'H07'!$N91","v":0},{"$f":"'H08'!$N91","v":0},{"$f":"'H09'!$N91","v":0},{"$f":"'H10'!$N91","v":0},{"$f":"'TW01'!R93+'TW02'!R93+'TW03'!R93+'TW04'!R93","v":0},0]
[-2,{"$f":"'H01'!$N92","v":0},{"$f":"'H02'!$N92","v":0},{"$f":"'H03'!$N92","v":0},{"$f":"'H04'!$N92","v":0},{"$f":"'H05'!$N92","v":0},{"$f":"'H06'!$N92","v":0},{"$f":"'H07'!$N92","v":0},{"$f":"'H08'!$N92","v":0},{"$f":"'H09'!$N92","v":0},{"$f":"'H10'!$N92","v":0},{"$f":"'TW01'!R94+'TW02'!R94+'TW03'!R94+'TW04'!R94","v":0},0]
[-1,{"$f":"'H01'!$N93","v":0},{"$f":"'H02'!$N93","v":0},{"$f":"'H03'!$N93","v":0},{"$f":"'H04'!$N93","v":0},{"$f":"'H05'!$N93","v":0},{"$f":"'H06'!$N93","v":0},{"$f":"'H07'!$N93","v":0},{"$f":"'H08'!$N93","v":0},{"$f":"'H09'!$N93","v":0},{"$f":"'H10'!$N93","v":0},{"$f":"'TW01'!R95+'TW02'!R95+'TW03'!R95+'TW04'!R95","v":0},0]
[0,{"$f":"'H01'!$N94","v":0},{"$f":"'H02'!$N94","v":0},{"$f":"'H03'!$N94","v":0},{"$f":"'H04'!$N94","v":0},{"$f":"'H05'!$N94","v":0},{"$f":"'H06'!$N94","v":0},{"$f":"'H07'!$N94","v":0},{"$f":"'H08'!$N94","v":0},{"$f":"'H09'!$N94","v":0},{"$f":"'H10'!$N94","v":0},{"$f":"'TW01'!R96+'TW02'!R96+'TW03'!R96+'TW04'!R96","v":0},0]
[1,{"$f":"'H01'!$N95","v":0},{"$f":"'H02'!$N95","v":0},{"$f":"'H03'!$N95","v":0},{"$f":"'H04'!$N95","v":0},{"$f":"'H05'!$N95","v":0},{"$f":"'H06'!$N95","v":0},{"$f":"'H07'!$N95","v":0},{"$f":"'H08'!$N95","v":0},{"$f":"'H09'!$N95","v":0},{"$f":"'H10'!$N95","v":0},{"$f":"'TW01'!R97+'TW02'!R97+'TW03'!R97+'TW04'!R97","v":0},0]
[2,{"$f":"'H01'!$N96","v":0},{"$f":"'H02'!$N96","v":0},{"$f":"'H03'!$N96","v":0},{"$f":"'H04'!$N96","v":0},{"$f":"'H05'!$N96","v":0},{"$f":"'H06'!$N96","v":0},{"$f":"'H07'!$N96","v":0},{"$f":"'H08'!$N96","v":0},{"$f":"'H09'!$N96","v":0},{"$f":"'H10'!$N96","v":0},{"$f":"'TW01'!R98+'TW02'!R98+'TW03'!R98+'TW04'!R98","v":0},0]
[3,{"$f":"'H01'!$N97","v":0},{"$f":"'H02'!$N97","v":0},{"$f":"'H03'!$N97","v":0},{"$f":"'H04'!$N97","v":0},{"$f":"'H05'!$N97","v":0},{"$f":"'H06'!$N97","v":0},{"$f":"'H07'!$N97","v":0},{"$f":"'H08'!$N97","v":0},{"$f":"'H09'!$N97","v":0},{"$f":"'H10'!$N97","v":0},{"$f":"'TW01'!R99+'TW02'!R99+'TW03'!R99+'TW04'!R99","v":0},0]
[4,{"$f":"'H01'!$N98","v":0},{"$f":"'H02'!$N98","v":0},{"$f":"'H03'!$N98","v":0},{"$f":"'H04'!$N98","v":0},{"$f":"'H05'!$N98","v":0},{"$f":"'H06'!$N98","v":0},{"$f":"'H07'!$N98","v":0},{"$f":"'H08'!$N98","v":0},{"$f":"'H09'!$N98","v":0},{"$f":"'H10'!$N98","v":0},{"$f":"'TW01'!R100+'TW02'!R100+'TW03'!R100+'TW04'!R100","v":0},0]
[5,{"$f":"'H01'!$N99","v":0},{"$f":"'H02'!$N99","v":0},{"$f":"'H03'!$N99","v":0},{"$f":"'H04'!$N99","v":0},{"$f":"'H05'!$N99","v":0},{"$f":"'H06'!$N99","v":0},{"$f":"'H07'!$N99","v":0},{"$f":"'H08'!$N99","v":0},{"$f":"'H09'!$N99","v":0},{"$f":"'H10'!$N99","v":0},{"$f":"'TW01'!R101+'TW02'!R101+'TW03'!R101+'TW04'!R101","v":0},0]
[6,{"$f":"'H01'!$N100","v":0},{"$f":"'H02'!$N100","v":0},{"$f":"'H03'!$N100","v":0},{"$f":"'H04'!$N100","v":0},{"$f":"'H05'!$N100","v":0},{"$f":"'H06'!$N100","v":0},{"$f":"'H07'!$N100","v":0},{"$f":"'H08'!$N100","v":0},{"$f":"'H09'!$N100","v":0},{"$f":"'H10'!$N100","v":0},{"$f":"'TW01'!R102+'TW02'!R102+'TW03'!R102+'TW04'!R102","v":0},0]
[{"$f":"A123","v":7},{"$f":"'H01'!$N101","v":0},{"$f":"'H02'!$N101","v":0},{"$f":"'H03'!$N101","v":0},{"$f":"'H04'!$N101","v":0},{"$f":"'H05'!$N101","v":0},{"$f":"'H06'!$N101","v":0},{"$f":"'H07'!$N101","v":0},{"$f":"'H08'!$N101","v":0},{"$f":"'H09'!$N101","v":0},{"$f":"'H10'!$N101","v":0},{"$f":"'TW01'!R103+'TW02'!R103+'TW03'!R103+'TW04'!R103","v":0},0]
[8,{"$f":"'H01'!$N102","v":0},{"$f":"'H02'!$N102","v":0},{"$f":"'H03'!$N102","v":0},{"$f":"'H04'!$N102","v":0},{"$f":"'H05'!$N102","v":0},{"$f":"'H06'!$N102","v":0},{"$f":"'H07'!$N102","v":0},{"$f":"'H08'!$N102","v":0},{"$f":"'H09'!$N102","v":0},{"$f":"'H10'!$N102","v":0},{"$f":"'TW01'!R104+'TW02'!R104+'TW03'!R104+'TW04'!R104","v":0},0]
[9,{"$f":"'H01'!$N103","v":0},{"$f":"'H02'!$N103","v":0},{"$f":"'H03'!$N103","v":0},{"$f":"'H04'!$N103","v":0},{"$f":"'H05'!$N103","v":0},{"$f":"'H06'!$N103","v":0},{"$f":"'H07'!$N103","v":0},{"$f":"'H08'!$N103","v":0},{"$f":"'H09'!$N103","v":0},{"$f":"'H10'!$N103","v":0},{"$f":"'TW01'!R105+'TW02'!R105+'TW03'!R105+'TW04'!R105","v":0},0]
[10,{"$f":"'H01'!$N104","v":0},{"$f":"'H02'!$N104","v":0},{"$f":"'H03'!$N104","v":0},{"$f":"'H04'!$N104","v":0},{"$f":"'H05'!$N104","v":0},{"$f":"'H06'!$N104","v":0},{"$f":"'H07'!$N104","v":0},{"$f":"'H08'!$N104","v":0},{"$f":"'H09'!$N104","v":0},{"$f":"'H10'!$N104","v":0},{"$f":"'TW01'!R106+'TW02'!R106+'TW03'!R106+'TW04'!R106","v":0},0]
[11,{"$f":"'H01'!$N105","v":0},{"$f":"'H02'!$N105","v":0},{"$f":"'H03'!$N105","v":0},{"$f":"'H04'!$N105","v":0},{"$f":"'H05'!$N105","v":0},{"$f":"'H06'!$N105","v":0},{"$f":"'H07'!$N105","v":0},{"$f":"'H08'!$N105","v":0},{"$f":"'H09'!$N105","v":0},{"$f":"'H10'!$N105","v":0},{"$f":"'TW01'!R107+'TW02'!R107+'TW03'!R107+'TW04'!R107","v":0},0]
[12,{"$f":"'H01'!$N106","v":0},{"$f":"'H02'!$N106","v":0},{"$f":"'H03'!$N106","v":0},{"$f":"'H04'!$N106","v":0},{"$f":"'H05'!$N106","v":0},{"$f":"'H06'!$N106","v":0},{"$f":"'H07'!$N106","v":0},{"$f":"'H08'!$N106","v":0},{"$f":"'H09'!$N106","v":0},{"$f":"'H10'!$N106","v":0},{"$f":"'TW01'!R108+'TW02'!R108+'TW03'!R108+'TW04'!R108","v":0},0]
[13,{"$f":"'H01'!$N107","v":0},{"$f":"'H02'!$N107","v":0},{"$f":"'H03'!$N107","v":0},{"$f":"'H04'!$N107","v":0},{"$f":"'H05'!$N107","v":0},{"$f":"'H06'!$N107","v":0},{"$f":"'H07'!$N107","v":0},{"$f":"'H08'!$N107","v":0},{"$f":"'H09'!$N107","v":0},{"$f":"'H10'!$N107","v":0},{"$f":"'TW01'!R109+'TW02'!R109+'TW03'!R109+'TW04'!R109","v":0},0]
[14,{"$f":"'H01'!$N108","v":0},{"$f":"'H02'!$N108","v":0},{"$f":"'H03'!$N108","v":0},{"$f":"'H04'!$N108","v":0},{"$f":"'H05'!$N108","v":0},{"$f":"'H06'!$N108","v":0},{"$f":"'H07'!$N108","v":0},{"$f":"'H08'!$N108","v":0},{"$f":"'H09'!$N108","v":0},{"$f":"'H10'!$N108","v":0},{"$f":"'TW01'!R110+'TW02'!R110+'TW03'!R110+'TW04'!R110","v":0},0]
[15,{"$f":"'H01'!$N109","v":0},{"$f":"'H02'!$N109","v":0},{"$f":"'H03'!$N109","v":0},{"$f":"'H04'!$N109","v":0},{"$f":"'H05'!$N109","v":0},{"$f":"'H06'!$N109","v":0},{"$f":"'H07'!$N109","v":0},{"$f":"'H08'!$N109","v":0},{"$f":"'H09'!$N109","v":0},{"$f":"'H10'!$N109","v":0},{"$f":"'TW01'!R111+'TW02'!R111+'TW03'!R111+'TW04'!R111","v":0},0]
[16,{"$f":"'H01'!$N110","v":0},{"$f":"'H02'!$N110","v":0},{"$f":"'H03'!$N110","v":0},{"$f":"'H04'!$N110","v":0},{"$f":"'H05'!$N110","v":0},{"$f":"'H06'!$N110","v":0},{"$f":"'H07'!$N110","v":0},{"$f":"'H08'!$N110","v":0},{"$f":"'H09'!$N110","v":0},{"$f":"'H10'!$N110","v":0},{"$f":"'TW01'!R112+'TW02'!R112+'TW03'!R112+'TW04'!R112","v":0},0]
[17,{"$f":"'H01'!$N111","v":0},{"$f":"'H02'!$N111","v":0},{"$f":"'H03'!$N111","v":0},{"$f":"'H04'!$N111","v":0},{"$f":"'H05'!$N111","v":0},{"$f":"'H06'!$N111","v":0},{"$f":"'H07'!$N111","v":0},{"$f":"'H08'!$N111","v":0},{"$f":"'H09'!$N111","v":0},{"$f":"'H10'!$N111","v":0},{"$f":"'TW01'!R113+'TW02'!R113+'TW03'!R113+'TW04'!R113","v":0},0]
[18,{"$f":"'H01'!$N112","v":0},{"$f":"'H02'!$N112","v":0},{"$f":"'H03'!$N112","v":0},{"$f":"'H04'!$N112","v":0},{"$f":"'H05'!$N112","v":0},{"$f":"'H06'!$N112","v":0},{"$f":"'H07'!$N112","v":0},{"$f":"'H08'!$N112","v":0},{"$f":"'H09'!$N112","v":0},{"$f":"'H10'!$N112","v":0},{"$f":"'TW01'!R114+'TW02'!R114+'TW03'!R114+'TW04'!R114","v":0},0]
[19,{"$f":"'H01'!$N113","v":0},{"$f":"'H02'!$N113","v":0},{"$f":"'H03'!$N113","v":0},{"$f":"'H04'!$N113","v":0},{"$f":"'H05'!$N113","v":0},{"$f":"'H06'!$N113","v":0},{"$f":"'H07'!$N113","v":0},{"$f":"'H08'!$N113","v":0},{"$f":"'H09'!$N113","v":0},{"$f":"'H10'!$N113","v":0},{"$f":"'TW01'!R115+'TW02'!R115+'TW03'!R115+'TW04'!R115","v":0},0]
[20,{"$f":"'H01'!$N114","v":0},{"$f":"'H02'!$N114","v":0},{"$f":"'H03'!$N114","v":0},{"$f":"'H04'!$N114","v":0},{"$f":"'H05'!$N114","v":0},{"$f":"'H06'!$N114","v":0},{"$f":"'H07'!$N114","v":0},{"$f":"'H08'!$N114","v":0},{"$f":"'H09'!$N114","v":0},{"$f":"'H10'!$N114","v":0},{"$f":"'TW01'!R116+'TW02'!R116+'TW03'!R116+'TW04'!R116","v":0},0]
[21,{"$f":"'H01'!$N115","v":0},{"$f":"'H02'!$N115","v":0},{"$f":"'H03'!$N115","v":0},{"$f":"'H04'!$N115","v":0},{"$f":"'H05'!$N115","v":0},{"$f":"'H06'!$N115","v":0},{"$f":"'H07'!$N115","v":0},{"$f":"'H08'!$N115","v":0},{"$f":"'H09'!$N115","v":0},{"$f":"'H10'!$N115","v":0},{"$f":"'TW01'!R117+'TW02'!R117+'TW03'!R117+'TW04'!R117","v":0},0]
[22,{"$f":"'H01'!$N116","v":0},{"$f":"'H02'!$N116","v":0},{"$f":"'H03'!$N116","v":0},{"$f":"'H04'!$N116","v":0},{"$f":"'H05'!$N116","v":0},{"$f":"'H06'!$N116","v":0},{"$f":"'H07'!$N116","v":0},{"$f":"'H08'!$N116","v":0},{"$f":"'H09'!$N116","v":0},{"$f":"'H10'!$N116","v":0},{"$f":"'TW01'!R118+'TW02'!R118+'TW03'!R118+'TW04'!R118","v":0},0]
[23,{"$f":"'H01'!$N117","v":0},{"$f":"'H02'!$N117","v":0},{"$f":"'H03'!$N117","v":0},{"$f":"'H04'!$N117","v":0},{"$f":"'H05'!$N117","v":0},{"$f":"'H06'!$N117","v":0},{"$f":"'H07'!$N117","v":0},{"$f":"'H08'!$N117","v":0},{"$f":"'H09'!$N117","v":0},{"$f":"'H10'!$N117","v":0},{"$f":"'TW01'!R119+'TW02'!R119+'TW03'!R119+'TW04'!R119","v":0},0]
[24,{"$f":"'H01'!$N118","v":0},{"$f":"'H02'!$N118","v":0},{"$f":"'H03'!$N118","v":0},{"$f":"'H04'!$N118","v":0},{"$f":"'H05'!$N118","v":0},{"$f":"'H06'!$N118","v":0},{"$f":"'H07'!$N118","v":0},{"$f":"'H08'!$N118","v":0},{"$f":"'H09'!$N118","v":0},{"$f":"'H10'!$N118","v":0},{"$f":"'TW01'!R120+'TW02'!R120+'TW03'!R120+'TW04'!R120","v":0},0]
[25,{"$f":"'H01'!$N119","v":0},{"$f":"'H02'!$N119","v":0},{"$f":"'H03'!$N119","v":0},{"$f":"'H04'!$N119","v":0},{"$f":"'H05'!$N119","v":0},{"$f":"'H06'!$N119","v":0},{"$f":"'H07'!$N119","v":0},{"$f":"'H08'!$N119","v":0},{"$f":"'H09'!$N119","v":0},{"$f":"'H10'!$N119","v":0},{"$f":"'TW01'!R121+'TW02'!R121+'TW03'!R121+'TW04'!R121","v":0},0]
[26,{"$f":"'H01'!$N120","v":0},{"$f":"'H02'!$N120","v":0},{"$f":"'H03'!$N120","v":0},{"$f":"'H04'!$N120","v":0},{"$f":"'H05'!$N120","v":0},{"$f":"'H06'!$N120","v":0},{"$f":"'H07'!$N120","v":0},{"$f":"'H08'!$N120","v":0},{"$f":"'H09'!$N120","v":0},{"$f":"'H10'!$N120","v":0},{"$f":"'TW01'!R122+'TW02'!R122+'TW03'!R122+'TW04'!R122","v":0},0]
[27,{"$f":"'H01'!$N121","v":0},{"$f":"'H02'!$N121","v":0},{"$f":"'H03'!$N121","v":0},{"$f":"'H04'!$N121","v":0},{"$f":"'H05'!$N121","v":0},{"$f":"'H06'!$N121","v":0},{"$f":"'H07'!$N121","v":0},{"$f":"'H08'!$N121","v":0},{"$f":"'H09'!$N121","v":0},{"$f":"'H10'!$N121","v":0},{"$f":"'TW01'!R123+'TW02'!R123+'TW03'!R123+'TW04'!R123","v":0},0]
[28,{"$f":"'H01'!$N122","v":0},{"$f":"'H02'!$N122","v":0},{"$f":"'H03'!$N122","v":0},{"$f":"'H04'!$N122","v":0},{"$f":"'H05'!$N122","v":0},{"$f":"'H06'!$N122","v":0},{"$f":"'H07'!$N122","v":0},{"$f":"'H08'!$N122","v":0},{"$f":"'H09'!$N122","v":0},{"$f":"'H10'!$N122","v":0},{"$f":"'TW01'!R124+'TW02'!R124+'TW03'!R124+'TW04'!R124","v":0},0]
[29,{"$f":"'H01'!$N123","v":0},{"$f":"'H02'!$N123","v":0},{"$f":"'H03'!$N123","v":0},{"$f":"'H04'!$N123","v":0},{"$f":"'H05'!$N123","v":0},{"$f":"'H06'!$N123","v":0},{"$f":"'H07'!$N123","v":0},{"$f":"'H08'!$N123","v":0},{"$f":"'H09'!$N123","v":0},{"$f":"'H10'!$N123","v":0},{"$f":"'TW01'!R125+'TW02'!R125+'TW03'!R125+'TW04'!R125","v":0},0]
[30,{"$f":"'H01'!$N124","v":0},{"$f":"'H02'!$N124","v":0},{"$f":"'H03'!$N124","v":0},{"$f":"'H04'!$N124","v":0},{"$f":"'H05'!$N124","v":0},{"$f":"'H06'!$N124","v":0},{"$f":"'H07'!$N124","v":0},{"$f":"'H08'!$N124","v":0},{"$f":"'H09'!$N124","v":0},{"$f":"'H10'!$N124","v":0},{"$f":"'TW01'!R126+'TW02'!R126+'TW03'!R126+'TW04'!R126","v":0},0]
[31,{"$f":"'H01'!$N125","v":0},{"$f":"'H02'!$N125","v":0},{"$f":"'H03'!$N125","v":0},{"$f":"'H04'!$N125","v":0},{"$f":"'H05'!$N125","v":0},{"$f":"'H06'!$N125","v":0},{"$f":"'H07'!$N125","v":0},{"$f":"'H08'!$N125","v":0},{"$f":"'H09'!$N125","v":0},{"$f":"'H10'!$N125","v":0},{"$f":"'TW01'!R127+'TW02'!R127+'TW03'!R127+'TW04'!R127","v":0},0]
[32,{"$f":"'H01'!$N126","v":0},{"$f":"'H02'!$N126","v":0},{"$f":"'H03'!$N126","v":0},{"$f":"'H04'!$N126","v":0},{"$f":"'H05'!$N126","v":0},{"$f":"'H06'!$N126","v":0},{"$f":"'H07'!$N126","v":0},{"$f":"'H08'!$N126","v":0},{"$f":"'H09'!$N126","v":0},{"$f":"'H10'!$N126","v":0},{"$f":"'TW01'!R128+'TW02'!R128+'TW03'!R128+'TW04'!R128","v":0},0]
[33,{"$f":"'H01'!$N127","v":0},{"$f":"'H02'!$N127","v":0},{"$f":"'H03'!$N127","v":0},{"$f":"'H04'!$N127","v":0},{"$f":"'H05'!$N127","v":0},{"$f":"'H06'!$N127","v":0},{"$f":"'H07'!$N127","v":0},{"$f":"'H08'!$N127","v":0},{"$f":"'H09'!$N127","v":0},{"$f":"'H10'!$N127","v":0},{"$f":"'TW01'!R129+'TW02'!R129+'TW03'!R129+'TW04'!R129","v":0},0]
[34,{"$f":"'H01'!$N128","v":0},{"$f":"'H02'!$N128","v":0},{"$f":"'H03'!$N128","v":0},{"$f":"'H04'!$N128","v":0},{"$f":"'H05'!$N128","v":0},{"$f":"'H06'!$N128","v":0},{"$f":"'H07'!$N128","v":0},{"$f":"'H08'!$N128","v":0},{"$f":"'H09'!$N128","v":0},{"$f":"'H10'!$N128","v":0},{"$f":"'TW01'!R130+'TW02'!R130+'TW03'!R130+'TW04'!R130","v":0},0]
[35,{"$f":"'H01'!$N129","v":0},{"$f":"'H02'!$N129","v":0},{"$f":"'H03'!$N129","v":0},{"$f":"'H04'!$N129","v":0},{"$f":"'H05'!$N129","v":0},{"$f":"'H06'!$N129","v":0},{"$f":"'H07'!$N129","v":0},{"$f":"'H08'!$N129","v":0},{"$f":"'H09'!$N129","v":0},{"$f":"'H10'!$N129","v":0},{"$f":"'TW01'!R131+'TW02'!R131+'TW03'!R131+'TW04'!R131","v":0},0]
[]
["Wärmeenergie Gruppen"]
["Ist-Zustand"]
[{"$f":"A89","v":"Tab"},"HG (1)","HG (2)","HG (3)","HG (4)","HG (5)","HG (6)","HG (7)","HG (8)","HG (9)","HG (10)","TWW","Summe Gr. 1-20"]
["[°C]","[kWh]","[kWh]","[kWh]","[kWh]","[kWh]","[kWh]","[kWh]","[kWh]","[kWh]","[kWh]","[kWh]","[kWh]"]
[-25,{"$f":"'H01'!$O69","v":0},{"$f":"'H02'!$O69","v":0},{"$f":"'H03'!$O69","v":0},{"$f":"'H04'!$O69","v":0},{"$f":"'H05'!$O69","v":0},{"$f":"'H06'!$O69","v":0},{"$f":"'H07'!$O69","v":0},{"$f":"'H08'!$O69","v":0},{"$f":"'H09'!$O69","v":0},{"$f":"'H10'!$O69","v":0},{"$f":"'TW01'!L71+'TW02'!L71+'TW03'!L71+'TW04'!L71","v":{"$error":"#N/A"}},{"$f":"SUM(B223:L223)","v":{"$error":"#N/A"}}]
[-24,{"$f":"'H01'!O70","v":0},{"$f":"'H02'!$O70","v":0},{"$f":"'H03'!$O70","v":0},{"$f":"'H04'!$O70","v":0},{"$f":"'H05'!$O70","v":0},{"$f":"'H06'!$O70","v":0},{"$f":"'H07'!$O70","v":0},{"$f":"'H08'!$O70","v":0},{"$f":"'H09'!$O70","v":0},{"$f":"'H10'!$O70","v":0},{"$f":"'TW01'!L72+'TW02'!L72+'TW03'!L72+'TW04'!L72","v":{"$error":"#N/A"}},{"$error":"#N/A"}]
[-23,{"$f":"'H01'!O71","v":0},{"$f":"'H02'!$O71","v":0},{"$f":"'H03'!$O71","v":0},{"$f":"'H04'!$O71","v":0},{"$f":"'H05'!$O71","v":0},{"$f":"'H06'!$O71","v":0},{"$f":"'H07'!$O71","v":0},{"$f":"'H08'!$O71","v":0},{"$f":"'H09'!$O71","v":0},{"$f":"'H10'!$O71","v":0},{"$f":"'TW01'!L73+'TW02'!L73+'TW03'!L73+'TW04'!L73","v":{"$error":"#N/A"}},{"$error":"#N/A"}]
[-22,{"$f":"'H01'!O72","v":0},{"$f":"'H02'!$O72","v":0},{"$f":"'H03'!$O72","v":0},{"$f":"'H04'!$O72","v":0},{"$f":"'H05'!$O72","v":0},{"$f":"'H06'!$O72","v":0},{"$f":"'H07'!$O72","v":0},{"$f":"'H08'!$O72","v":0},{"$f":"'H09'!$O72","v":0},{"$f":"'H10'!$O72","v":0},{"$f":"'TW01'!L74+'TW02'!L74+'TW03'!L74+'TW04'!L74","v":{"$error":"#N/A"}},{"$error":"#N/A"}]
[-21,{"$f":"'H01'!O73","v":0},{"$f":"'H02'!$O73","v":0},{"$f":"'H03'!$O73","v":0},{"$f":"'H04'!$O73","v":0},{"$f":"'H05'!$O73","v":0},{"$f":"'H06'!$O73","v":0},{"$f":"'H07'!$O73","v":0},{"$f":"'H08'!$O73","v":0},{"$f":"'H09'!$O73","v":0},{"$f":"'H10'!$O73","v":0},{"$f":"'TW01'!L75+'TW02'!L75+'TW03'!L75+'TW04'!L75","v":{"$error":"#N/A"}},{"$error":"#N/A"}]
[-20,{"$f":"'H01'!O74","v":0},{"$f":"'H02'!$O74","v":0},{"$f":"'H03'!$O74","v":0},{"$f":"'H04'!$O74","v":0},{"$f":"'H05'!$O74","v":0},{"$f":"'H06'!$O74","v":0},{"$f":"'H07'!$O74","v":0},{"$f":"'H08'!$O74","v":0},{"$f":"'H09'!$O74","v":0},{"$f":"'H10'!$O74","v":0},{"$f":"'TW01'!L76+'TW02'!L76+'TW03'!L76+'TW04'!L76","v":{"$error":"#N/A"}},{"$error":"#N/A"}]
[-19,{"$f":"'H01'!O75","v":0},{"$f":"'H02'!$O75","v":0},{"$f":"'H03'!$O75","v":0},{"$f":"'H04'!$O75","v":0},{"$f":"'H05'!$O75","v":0},{"$f":"'H06'!$O75","v":0},{"$f":"'H07'!$O75","v":0},{"$f":"'H08'!$O75","v":0},{"$f":"'H09'!$O75","v":0},{"$f":"'H10'!$O75","v":0},{"$f":"'TW01'!L77+'TW02'!L77+'TW03'!L77+'TW04'!L77","v":{"$error":"#N/A"}},{"$error":"#N/A"}]
[-18,{"$f":"'H01'!O76","v":0},{"$f":"'H02'!$O76","v":0},{"$f":"'H03'!$O76","v":0},{"$f":"'H04'!$O76","v":0},{"$f":"'H05'!$O76","v":0},{"$f":"'H06'!$O76","v":0},{"$f":"'H07'!$O76","v":0},{"$f":"'H08'!$O76","v":0},{"$f":"'H09'!$O76","v":0},{"$f":"'H10'!$O76","v":0},{"$f":"'TW01'!L78+'TW02'!L78+'TW03'!L78+'TW04'!L78","v":{"$error":"#N/A"}},{"$error":"#N/A"}]
[-17,{"$f":"'H01'!O77","v":0},{"$f":"'H02'!$O77","v":0},{"$f":"'H03'!$O77","v":0},{"$f":"'H04'!$O77","v":0},{"$f":"'H05'!$O77","v":0},{"$f":"'H06'!$O77","v":0},{"$f":"'H07'!$O77","v":0},{"$f":"'H08'!$O77","v":0},{"$f":"'H09'!$O77","v":0},{"$f":"'H10'!$O77","v":0},{"$f":"'TW01'!L79+'TW02'!L79+'TW03'!L79+'TW04'!L79","v":{"$error":"#N/A"}},{"$error":"#N/A"}]
[-16,{"$f":"'H01'!O78","v":0},{"$f":"'H02'!$O78","v":0},{"$f":"'H03'!$O78","v":0},{"$f":"'H04'!$O78","v":0},{"$f":"'H05'!$O78","v":0},{"$f":"'H06'!$O78","v":0},{"$f":"'H07'!$O78","v":0},{"$f":"'H08'!$O78","v":0},{"$f":"'H09'!$O78","v":0},{"$f":"'H10'!$O78","v":0},{"$f":"'TW01'!L80+'TW02'!L80+'TW03'!L80+'TW04'!L80","v":{"$error":"#N/A"}},{"$error":"#N/A"}]
[-15,{"$f":"'H01'!O79","v":0},{"$f":"'H02'!$O79","v":0},{"$f":"'H03'!$O79","v":0},{"$f":"'H04'!$O79","v":0},{"$f":"'H05'!$O79","v":0},{"$f":"'H06'!$O79","v":0},{"$f":"'H07'!$O79","v":0},{"$f":"'H08'!$O79","v":0},{"$f":"'H09'!$O79","v":0},{"$f":"'H10'!$O79","v":0},{"$f":"'TW01'!L81+'TW02'!L81+'TW03'!L81+'TW04'!L81","v":{"$error":"#N/A"}},{"$error":"#N/A"}]
[-14,{"$f":"'H01'!O80","v":0},{"$f":"'H02'!$O80","v":0},{"$f":"'H03'!$O80","v":0},{"$f":"'H04'!$O80","v":0},{"$f":"'H05'!$O80","v":0},{"$f":"'H06'!$O80","v":0},{"$f":"'H07'!$O80","v":0},{"$f":"'H08'!$O80","v":0},{"$f":"'H09'!$O80","v":0},{"$f":"'H10'!$O80","v":0},{"$f":"'TW01'!L82+'TW02'!L82+'TW03'!L82+'TW04'!L82","v":{"$error":"#N/A"}},{"$error":"#N/A"}]
[-13,{"$f":"'H01'!O81","v":0},{"$f":"'H02'!$O81","v":0},{"$f":"'H03'!$O81","v":0},{"$f":"'H04'!$O81","v":0},{"$f":"'H05'!$O81","v":0},{"$f":"'H06'!$O81","v":0},{"$f":"'H07'!$O81","v":0},{"$f":"'H08'!$O81","v":0},{"$f":"'H09'!$O81","v":0},{"$f":"'H10'!$O81","v":0},{"$f":"'TW01'!L83+'TW02'!L83+'TW03'!L83+'TW04'!L83","v":{"$error":"#N/A"}},{"$error":"#N/A"}]
[-12,{"$f":"'H01'!O82","v":0},{"$f":"'H02'!$O82","v":0},{"$f":"'H03'!$O82","v":0},{"$f":"'H04'!$O82","v":0},{"$f":"'H05'!$O82","v":0},{"$f":"'H06'!$O82","v":0},{"$f":"'H07'!$O82","v":0},{"$f":"'H08'!$O82","v":0},{"$f":"'H09'!$O82","v":0},{"$f":"'H10'!$O82","v":0},{"$f":"'TW01'!L84+'TW02'!L84+'TW03'!L84+'TW04'!L84","v":{"$error":"#N/A"}},{"$error":"#N/A"}]
[-11,{"$f":"'H01'!O83","v":0},{"$f":"'H02'!$O83","v":0},{"$f":"'H03'!$O83","v":0},{"$f":"'H04'!$O83","v":0},{"$f":"'H05'!$O83","v":0},{"$f":"'H06'!$O83","v":0},{"$f":"'H07'!$O83","v":0},{"$f":"'H08'!$O83","v":0},{"$f":"'H09'!$O83","v":0},{"$f":"'H10'!$O83","v":0},{"$f":"'TW01'!L85+'TW02'!L85+'TW03'!L85+'TW04'!L85","v":{"$error":"#N/A"}},{"$error":"#N/A"}]
[-10,{"$f":"'H01'!O84","v":0},{"$f":"'H02'!$O84","v":0},{"$f":"'H03'!$O84","v":0},{"$f":"'H04'!$O84","v":0},{"$f":"'H05'!$O84","v":0},{"$f":"'H06'!$O84","v":0},{"$f":"'H07'!$O84","v":0},{"$f":"'H08'!$O84","v":0},{"$f":"'H09'!$O84","v":0},{"$f":"'H10'!$O84","v":0},{"$f":"'TW01'!L86+'TW02'!L86+'TW03'!L86+'TW04'!L86","v":{"$error":"#N/A"}},{"$error":"#N/A"}]
[-9,{"$f":"'H01'!O85","v":0},{"$f":"'H02'!$O85","v":0},{"$f":"'H03'!$O85","v":0},{"$f":"'H04'!$O85","v":0},{"$f":"'H05'!$O85","v":0},{"$f":"'H06'!$O85","v":0},{"$f":"'H07'!$O85","v":0},{"$f":"'H08'!$O85","v":0},{"$f":"'H09'!$O85","v":0},{"$f":"'H10'!$O85","v":0},{"$f":"'TW01'!L87+'TW02'!L87+'TW03'!L87+'TW04'!L87","v":{"$error":"#N/A"}},{"$error":"#N/A"}]
[-8,{"$f":"'H01'!O86","v":0},{"$f":"'H02'!$O86","v":0},{"$f":"'H03'!$O86","v":0},{"$f":"'H04'!$O86","v":0},{"$f":"'H05'!$O86","v":0},{"$f":"'H06'!$O86","v":0},{"$f":"'H07'!$O86","v":0},{"$f":"'H08'!$O86","v":0},{"$f":"'H09'!$O86","v":0},{"$f":"'H10'!$O86","v":0},{"$f":"'TW01'!L88+'TW02'!L88+'TW03'!L88+'TW04'!L88","v":{"$error":"#N/A"}},{"$error":"#N/A"}]
[-7,{"$f":"'H01'!O87","v":0},{"$f":"'H02'!$O87","v":0},{"$f":"'H03'!$O87","v":0},{"$f":"'H04'!$O87","v":0},{"$f":"'H05'!$O87","v":0},{"$f":"'H06'!$O87","v":0},{"$f":"'H07'!$O87","v":0},{"$f":"'H08'!$O87","v":0},{"$f":"'H09'!$O87","v":0},{"$f":"'H10'!$O87","v":0},{"$f":"'TW01'!L89+'TW02'!L89+'TW03'!L89+'TW04'!L89","v":{"$error":"#N/A"}},{"$error":"#N/A"}]
[-6,{"$f":"'H01'!O88","v":0},{"$f":"'H02'!$O88","v":0},{"$f":"'H03'!$O88","v":0},{"$f":"'H04'!$O88","v":0},{"$f":"'H05'!$O88","v":0},{"$f":"'H06'!$O88","v":0},{"$f":"'H07'!$O88","v":0},{"$f":"'H08'!$O88","v":0},{"$f":"'H09'!$O88","v":0},{"$f":"'H10'!$O88","v":0},{"$f":"'TW01'!L90+'TW02'!L90+'TW03'!L90+'TW04'!L90","v":{"$error":"#N/A"}},{"$error":"#N/A"}]
[-5,{"$f":"'H01'!O89","v":0},{"$f":"'H02'!$O89","v":0},{"$f":"'H03'!$O89","v":0},{"$f":"'H04'!$O89","v":0},{"$f":"'H05'!$O89","v":0},{"$f":"'H06'!$O89","v":0},{"$f":"'H07'!$O89","v":0},{"$f":"'H08'!$O89","v":0},{"$f":"'H09'!$O89","v":0},{"$f":"'H10'!$O89","v":0},{"$f":"'TW01'!L91+'TW02'!L91+'TW03'!L91+'TW04'!L91","v":{"$error":"#N/A"}},{"$error":"#N/A"}]
[-4,{"$f":"'H01'!O90","v":0},{"$f":"'H02'!$O90","v":0},{"$f":"'H03'!$O90","v":0},{"$f":"'H04'!$O90","v":0},{"$f":"'H05'!$O90","v":0},{"$f":"'H06'!$O90","v":0},{"$f":"'H07'!$O90","v":0},{"$f":"'H08'!$O90","v":0},{"$f":"'H09'!$O90","v":0},{"$f":"'H10'!$O90","v":0},{"$f":"'TW01'!L92+'TW02'!L92+'TW03'!L92+'TW04'!L92","v":{"$error":"#N/A"}},{"$error":"#N/A"}]
[-3,{"$f":"'H01'!O91","v":0},{"$f":"'H02'!$O91","v":0},{"$f":"'H03'!$O91","v":0},{"$f":"'H04'!$O91","v":0},{"$f":"'H05'!$O91","v":0},{"$f":"'H06'!$O91","v":0},{"$f":"'H07'!$O91","v":0},{"$f":"'H08'!$O91","v":0},{"$f":"'H09'!$O91","v":0},{"$f":"'H10'!$O91","v":0},{"$f":"'TW01'!L93+'TW02'!L93+'TW03'!L93+'TW04'!L93","v":{"$error":"#N/A"}},{"$error":"#N/A"}]
[-2,{"$f":"'H01'!O92","v":0},{"$f":"'H02'!$O92","v":0},{"$f":"'H03'!$O92","v":0},{"$f":"'H04'!$O92","v":0},{"$f":"'H05'!$O92","v":0},{"$f":"'H06'!$O92","v":0},{"$f":"'H07'!$O92","v":0},{"$f":"'H08'!$O92","v":0},{"$f":"'H09'!$O92","v":0},{"$f":"'H10'!$O92","v":0},{"$f":"'TW01'!L94+'TW02'!L94+'TW03'!L94+'TW04'!L94","v":{"$error":"#N/A"}},{"$error":"#N/A"}]
[-1,{"$f":"'H01'!O93","v":0},{"$f":"'H02'!$O93","v":0},{"$f":"'H03'!$O93","v":0},{"$f":"'H04'!$O93","v":0},{"$f":"'H05'!$O93","v":0},{"$f":"'H06'!$O93","v":0},{"$f":"'H07'!$O93","v":0},{"$f":"'H08'!$O93","v":0},{"$f":"'H09'!$O93","v":0},{"$f":"'H10'!$O93","v":0},{"$f":"'TW01'!L95+'TW02'!L95+'TW03'!L95+'TW04'!L95","v":{"$error":"#N/A"}},{"$error":"#N/A"}]
[0,{"$f":"'H01'!O94","v":0},{"$f":"'H02'!$O94","v":0},{"$f":"'H03'!$O94","v":0},{"$f":"'H04'!$O94","v":0},{"$f":"'H05'!$O94","v":0},{"$f":"'H06'!$O94","v":0},{"$f":"'H07'!$O94","v":0},{"$f":"'H08'!$O94","v":0},{"$f":"'H09'!$O94","v":0},{"$f":"'H10'!$O94","v":0},{"$f":"'TW01'!L96+'TW02'!L96+'TW03'!L96+'TW04'!L96","v":{"$error":"#N/A"}},{"$error":"#N/A"}]
[1,{"$f":"'H01'!O95","v":0},{"$f":"'H02'!$O95","v":0},{"$f":"'H03'!$O95","v":0},{"$f":"'H04'!$O95","v":0},{"$f":"'H05'!$O95","v":0},{"$f":"'H06'!$O95","v":0},{"$f":"'H07'!$O95","v":0},{"$f":"'H08'!$O95","v":0},{"$f":"'H09'!$O95","v":0},{"$f":"'H10'!$O95","v":0},{"$f":"'TW01'!L97+'TW02'!L97+'TW03'!L97+'TW04'!L97","v":{"$error":"#N/A"}},{"$error":"#N/A"}]
[2,{"$f":"'H01'!O96","v":0},{"$f":"'H02'!$O96","v":0},{"$f":"'H03'!$O96","v":0},{"$f":"'H04'!$O96","v":0},{"$f":"'H05'!$O96","v":0},{"$f":"'H06'!$O96","v":0},{"$f":"'H07'!$O96","v":0},{"$f":"'H08'!$O96","v":0},{"$f":"'H09'!$O96","v":0},{"$f":"'H10'!$O96","v":0},{"$f":"'TW01'!L98+'TW02'!L98+'TW03'!L98+'TW04'!L98","v":{"$error":"#N/A"}},{"$error":"#N/A"}]
[3,{"$f":"'H01'!O97","v":0},{"$f":"'H02'!$O97","v":0},{"$f":"'H03'!$O97","v":0},{"$f":"'H04'!$O97","v":0},{"$f":"'H05'!$O97","v":0},{"$f":"'H06'!$O97","v":0},{"$f":"'H07'!$O97","v":0},{"$f":"'H08'!$O97","v":0},{"$f":"'H09'!$O97","v":0},{"$f":"'H10'!$O97","v":0},{"$f":"'TW01'!L99+'TW02'!L99+'TW03'!L99+'TW04'!L99","v":{"$error":"#N/A"}},{"$error":"#N/A"}]
[4,{"$f":"'H01'!O98","v":0},{"$f":"'H02'!$O98","v":0},{"$f":"'H03'!$O98","v":0},{"$f":"'H04'!$O98","v":0},{"$f":"'H05'!$O98","v":0},{"$f":"'H06'!$O98","v":0},{"$f":"'H07'!$O98","v":0},{"$f":"'H08'!$O98","v":0},{"$f":"'H09'!$O98","v":0},{"$f":"'H10'!$O98","v":0},{"$f":"'TW01'!L100+'TW02'!L100+'TW03'!L100+'TW04'!L100","v":{"$error":"#N/A"}},{"$error":"#N/A"}]
[{"$f":"A121","v":5},{"$f":"'H01'!O99","v":0},{"$f":"'H02'!$O99","v":0},{"$f":"'H03'!$O99","v":0},{"$f":"'H04'!$O99","v":0},{"$f":"'H05'!$O99","v":0},{"$f":"'H06'!$O99","v":0},{"$f":"'H07'!$O99","v":0},{"$f":"'H08'!$O99","v":0},{"$f":"'H09'!$O99","v":0},{"$f":"'H10'!$O99","v":0},{"$f":"'TW01'!L101+'TW02'!L101+'TW03'!L101+'TW04'!L101","v":{"$error":"#N/A"}},{"$error":"#N/A"}]
[6,{"$f":"'H01'!O100","v":0},{"$f":"'H02'!$O100","v":0},{"$f":"'H03'!$O100","v":0},{"$f":"'H04'!$O100","v":0},{"$f":"'H05'!$O100","v":0},{"$f":"'H06'!$O100","v":0},{"$f":"'H07'!$O100","v":0},{"$f":"'H08'!$O100","v":0},{"$f":"'H09'!$O100","v":0},{"$f":"'H10'!$O100","v":0},{"$f":"'TW01'!L102+'TW02'!L102+'TW03'!L102+'TW04'!L102","v":{"$error":"#N/A"}},{"$error":"#N/A"}]
[7,{"$f":"'H01'!O101","v":0},{"$f":"'H02'!$O101","v":0},{"$f":"'H03'!$O101","v":0},{"$f":"'H04'!$O101","v":0},{"$f":"'H05'!$O101","v":0},{"$f":"'H06'!$O101","v":0},{"$f":"'H07'!$O101","v":0},{"$f":"'H08'!$O101","v":0},{"$f":"'H09'!$O101","v":0},{"$f":"'H10'!$O101","v":0},{"$f":"'TW01'!L103+'TW02'!L103+'TW03'!L103+'TW04'!L103","v":{"$error":"#N/A"}},{"$f":"SUM(B255:L255)","v":{"$error":"#N/A"}}]
[8,{"$f":"'H01'!O102","v":0},{"$f":"'H02'!$O102","v":0},{"$f":"'H03'!$O102","v":0},{"$f":"'H04'!$O102","v":0},{"$f":"'H05'!$O102","v":0},{"$f":"'H06'!$O102","v":0},{"$f":"'H07'!$O102","v":0},{"$f":"'H08'!$O102","v":0},{"$f":"'H09'!$O102","v":0},{"$f":"'H10'!$O102","v":0},{"$f":"'TW01'!L104+'TW02'!L104+'TW03'!L104+'TW04'!L104","v":{"$error":"#N/A"}},{"$error":"#N/A"}]
[9,{"$f":"'H01'!O103","v":0},{"$f":"'H02'!$O103","v":0},{"$f":"'H03'!$O103","v":0},{"$f":"'H04'!$O103","v":0},{"$f":"'H05'!$O103","v":0},{"$f":"'H06'!$O103","v":0},{"$f":"'H07'!$O103","v":0},{"$f":"'H08'!$O103","v":0},{"$f":"'H09'!$O103","v":0},{"$f":"'H10'!$O103","v":0},{"$f":"'TW01'!L105+'TW02'!L105+'TW03'!L105+'TW04'!L105","v":{"$error":"#N/A"}},{"$error":"#N/A"}]
[10,{"$f":"'H01'!O104","v":0},{"$f":"'H02'!$O104","v":0},{"$f":"'H03'!$O104","v":0},{"$f":"'H04'!$O104","v":0},{"$f":"'H05'!$O104","v":0},{"$f":"'H06'!$O104","v":0},{"$f":"'H07'!$O104","v":0},{"$f":"'H08'!$O104","v":0},{"$f":"'H09'!$O104","v":0},{"$f":"'H10'!$O104","v":0},{"$f":"'TW01'!L106+'TW02'!L106+'TW03'!L106+'TW04'!L106","v":{"$error":"#N/A"}},{"$error":"#N/A"}]
[11,{"$f":"'H01'!O105","v":0},{"$f":"'H02'!$O105","v":0},{"$f":"'H03'!$O105","v":0},{"$f":"'H04'!$O105","v":0},{"$f":"'H05'!$O105","v":0},{"$f":"'H06'!$O105","v":0},{"$f":"'H07'!$O105","v":0},{"$f":"'H08'!$O105","v":0},{"$f":"'H09'!$O105","v":0},{"$f":"'H10'!$O105","v":0},{"$f":"'TW01'!L107+'TW02'!L107+'TW03'!L107+'TW04'!L107","v":{"$error":"#N/A"}},{"$error":"#N/A"}]
[12,{"$f":"'H01'!O106","v":0},{"$f":"'H02'!$O106","v":0},{"$f":"'H03'!$O106","v":0},{"$f":"'H04'!$O106","v":0},{"$f":"'H05'!$O106","v":0},{"$f":"'H06'!$O106","v":0},{"$f":"'H07'!$O106","v":0},{"$f":"'H08'!$O106","v":0},{"$f":"'H09'!$O106","v":0},{"$f":"'H10'!$O106","v":0},{"$f":"'TW01'!L108+'TW02'!L108+'TW03'!L108+'TW04'!L108","v":{"$error":"#N/A"}},{"$error":"#N/A"}]
[13,{"$f":"'H01'!O107","v":0},{"$f":"'H02'!$O107","v":0},{"$f":"'H03'!$O107","v":0},{"$f":"'H04'!$O107","v":0},{"$f":"'H05'!$O107","v":0},{"$f":"'H06'!$O107","v":0},{"$f":"'H07'!$O107","v":0},{"$f":"'H08'!$O107","v":0},{"$f":"'H09'!$O107","v":0},{"$f":"'H10'!$O107","v":0},{"$f":"'TW01'!L109+'TW02'!L109+'TW03'!L109+'TW04'!L109","v":{"$error":"#N/A"}},{"$error":"#N/A"}]
[14,{"$f":"'H01'!O108","v":0},{"$f":"'H02'!$O108","v":0},{"$f":"'H03'!$O108","v":0},{"$f":"'H04'!$O108","v":0},{"$f":"'H05'!$O108","v":0},{"$f":"'H06'!$O108","v":0},{"$f":"'H07'!$O108","v":0},{"$f":"'H08'!$O108","v":0},{"$f":"'H09'!$O108","v":0},{"$f":"'H10'!$O108","v":0},{"$f":"'TW01'!L110+'TW02'!L110+'TW03'!L110+'TW04'!L110","v":{"$error":"#N/A"}},{"$error":"#N/A"}]
[15,{"$f":"'H01'!O109","v":0},{"$f":"'H02'!$O109","v":0},{"$f":"'H03'!$O109","v":0},{"$f":"'H04'!$O109","v":0},{"$f":"'H05'!$O109","v":0},{"$f":"'H06'!$O109","v":0},{"$f":"'H07'!$O109","v":0},{"$f":"'H08'!$O109","v":0},{"$f":"'H09'!$O109","v":0},{"$f":"'H10'!$O109","v":0},{"$f":"'TW01'!L111+'TW02'!L111+'TW03'!L111+'TW04'!L111","v":{"$error":"#N/A"}},{"$error":"#N/A"}]
[16,{"$f":"'H01'!O110","v":0},{"$f":"'H02'!$O110","v":0},{"$f":"'H03'!$O110","v":0},{"$f":"'H04'!$O110","v":0},{"$f":"'H05'!$O110","v":0},{"$f":"'H06'!$O110","v":0},{"$f":"'H07'!$O110","v":0},{"$f":"'H08'!$O110","v":0},{"$f":"'H09'!$O110","v":0},{"$f":"'H10'!$O110","v":0},{"$f":"'TW01'!L112+'TW02'!L112+'TW03'!L112+'TW04'!L112","v":{"$error":"#N/A"}},{"$error":"#N/A"}]
[17,{"$f":"'H01'!O111","v":0},{"$f":"'H02'!$O111","v":0},{"$f":"'H03'!$O111","v":0},{"$f":"'H04'!$O111","v":0},{"$f":"'H05'!$O111","v":0},{"$f":"'H06'!$O111","v":0},{"$f":"'H07'!$O111","v":0},{"$f":"'H08'!$O111","v":0},{"$f":"'H09'!$O111","v":0},{"$f":"'H10'!$O111","v":0},{"$f":"'TW01'!L113+'TW02'!L113+'TW03'!L113+'TW04'!L113","v":{"$error":"#N/A"}},{"$error":"#N/A"}]
[18,{"$f":"'H01'!O112","v":0},{"$f":"'H02'!$O112","v":0},{"$f":"'H03'!$O112","v":0},{"$f":"'H04'!$O112","v":0},{"$f":"'H05'!$O112","v":0},{"$f":"'H06'!$O112","v":0},{"$f":"'H07'!$O112","v":0},{"$f":"'H08'!$O112","v":0},{"$f":"'H09'!$O112","v":0},{"$f":"'H10'!$O112","v":0},{"$f":"'TW01'!L114+'TW02'!L114+'TW03'!L114+'TW04'!L114","v":{"$error":"#N/A"}},{"$error":"#N/A"}]
[19,{"$f":"'H01'!O113","v":0},{"$f":"'H02'!$O113","v":0},{"$f":"'H03'!$O113","v":0},{"$f":"'H04'!$O113","v":0},{"$f":"'H05'!$O113","v":0},{"$f":"'H06'!$O113","v":0},{"$f":"'H07'!$O113","v":0},{"$f":"'H08'!$O113","v":0},{"$f":"'H09'!$O113","v":0},{"$f":"'H10'!$O113","v":0},{"$f":"'TW01'!L115+'TW02'!L115+'TW03'!L115+'TW04'!L115","v":{"$error":"#N/A"}},{"$error":"#N/A"}]
[20,{"$f":"'H01'!O114","v":0},{"$f":"'H02'!$O114","v":0},{"$f":"'H03'!$O114","v":0},{"$f":"'H04'!$O114","v":0},{"$f":"'H05'!$O114","v":0},{"$f":"'H06'!$O114","v":0},{"$f":"'H07'!$O114","v":0},{"$f":"'H08'!$O114","v":0},{"$f":"'H09'!$O114","v":0},{"$f":"'H10'!$O114","v":0},{"$f":"'TW01'!L116+'TW02'!L116+'TW03'!L116+'TW04'!L116","v":{"$error":"#N/A"}},{"$error":"#N/A"}]
[21,{"$f":"'H01'!O115","v":0},{"$f":"'H02'!$O115","v":0},{"$f":"'H03'!$O115","v":0},{"$f":"'H04'!$O115","v":0},{"$f":"'H05'!$O115","v":0},{"$f":"'H06'!$O115","v":0},{"$f":"'H07'!$O115","v":0},{"$f":"'H08'!$O115","v":0},{"$f":"'H09'!$O115","v":0},{"$f":"'H10'!$O115","v":0},{"$f":"'TW01'!L117+'TW02'!L117+'TW03'!L117+'TW04'!L117","v":{"$error":"#N/A"}},{"$error":"#N/A"}]
[22,{"$f":"'H01'!O116","v":0},{"$f":"'H02'!$O116","v":0},{"$f":"'H03'!$O116","v":0},{"$f":"'H04'!$O116","v":0},{"$f":"'H05'!$O116","v":0},{"$f":"'H06'!$O116","v":0},{"$f":"'H07'!$O116","v":0},{"$f":"'H08'!$O116","v":0},{"$f":"'H09'!$O116","v":0},{"$f":"'H10'!$O116","v":0},{"$f":"'TW01'!L118+'TW02'!L118+'TW03'!L118+'TW04'!L118","v":{"$error":"#N/A"}},{"$error":"#N/A"}]
[23,{"$f":"'H01'!O117","v":0},{"$f":"'H02'!$O117","v":0},{"$f":"'H03'!$O117","v":0},{"$f":"'H04'!$O117","v":0},{"$f":"'H05'!$O117","v":0},{"$f":"'H06'!$O117","v":0},{"$f":"'H07'!$O117","v":0},{"$f":"'H08'!$O117","v":0},{"$f":"'H09'!$O117","v":0},{"$f":"'H10'!$O117","v":0},{"$f":"'TW01'!L119+'TW02'!L119+'TW03'!L119+'TW04'!L119","v":{"$error":"#N/A"}},{"$error":"#N/A"}]
[24,{"$f":"'H01'!O118","v":0},{"$f":"'H02'!$O118","v":0},{"$f":"'H03'!$O118","v":0},{"$f":"'H04'!$O118","v":0},{"$f":"'H05'!$O118","v":0},{"$f":"'H06'!$O118","v":0},{"$f":"'H07'!$O118","v":0},{"$f":"'H08'!$O118","v":0},{"$f":"'H09'!$O118","v":0},{"$f":"'H10'!$O118","v":0},{"$f":"'TW01'!L120+'TW02'!L120+'TW03'!L120+'TW04'!L120","v":{"$error":"#N/A"}},{"$error":"#N/A"}]
[25,{"$f":"'H01'!O119","v":0},{"$f":"'H02'!$O119","v":0},{"$f":"'H03'!$O119","v":0},{"$f":"'H04'!$O119","v":0},{"$f":"'H05'!$O119","v":0},{"$f":"'H06'!$O119","v":0},{"$f":"'H07'!$O119","v":0},{"$f":"'H08'!$O119","v":0},{"$f":"'H09'!$O119","v":0},{"$f":"'H10'!$O119","v":0},{"$f":"'TW01'!L121+'TW02'!L121+'TW03'!L121+'TW04'!L121","v":{"$error":"#N/A"}},{"$error":"#N/A"}]
[26,{"$f":"'H01'!O120","v":0},{"$f":"'H02'!$O120","v":0},{"$f":"'H03'!$O120","v":0},{"$f":"'H04'!$O120","v":0},{"$f":"'H05'!$O120","v":0},{"$f":"'H06'!$O120","v":0},{"$f":"'H07'!$O120","v":0},{"$f":"'H08'!$O120","v":0},{"$f":"'H09'!$O120","v":0},{"$f":"'H10'!$O120","v":0},{"$f":"'TW01'!L122+'TW02'!L122+'TW03'!L122+'TW04'!L122","v":{"$error":"#N/A"}},{"$error":"#N/A"}]
[27,{"$f":"'H01'!O121","v":0},{"$f":"'H02'!$O121","v":0},{"$f":"'H03'!$O121","v":0},{"$f":"'H04'!$O121","v":0},{"$f":"'H05'!$O121","v":0},{"$f":"'H06'!$O121","v":0},{"$f":"'H07'!$O121","v":0},{"$f":"'H08'!$O121","v":0},{"$f":"'H09'!$O121","v":0},{"$f":"'H10'!$O121","v":0},{"$f":"'TW01'!L123+'TW02'!L123+'TW03'!L123+'TW04'!L123","v":{"$error":"#N/A"}},{"$error":"#N/A"}]
[28,{"$f":"'H01'!O122","v":0},{"$f":"'H02'!$O122","v":0},{"$f":"'H03'!$O122","v":0},{"$f":"'H04'!$O122","v":0},{"$f":"'H05'!$O122","v":0},{"$f":"'H06'!$O122","v":0},{"$f":"'H07'!$O122","v":0},{"$f":"'H08'!$O122","v":0},{"$f":"'H09'!$O122","v":0},{"$f":"'H10'!$O122","v":0},{"$f":"'TW01'!L124+'TW02'!L124+'TW03'!L124+'TW04'!L124","v":{"$error":"#N/A"}},{"$error":"#N/A"}]
[29,{"$f":"'H01'!O123","v":0},{"$f":"'H02'!$O123","v":0},{"$f":"'H03'!$O123","v":0},{"$f":"'H04'!$O123","v":0},{"$f":"'H05'!$O123","v":0},{"$f":"'H06'!$O123","v":0},{"$f":"'H07'!$O123","v":0},{"$f":"'H08'!$O123","v":0},{"$f":"'H09'!$O123","v":0},{"$f":"'H10'!$O123","v":0},{"$f":"'TW01'!L125+'TW02'!L125+'TW03'!L125+'TW04'!L125","v":{"$error":"#N/A"}},{"$error":"#N/A"}]
[30,{"$f":"'H01'!O124","v":0},{"$f":"'H02'!$O124","v":0},{"$f":"'H03'!$O124","v":0},{"$f":"'H04'!$O124","v":0},{"$f":"'H05'!$O124","v":0},{"$f":"'H06'!$O124","v":0},{"$f":"'H07'!$O124","v":0},{"$f":"'H08'!$O124","v":0},{"$f":"'H09'!$O124","v":0},{"$f":"'H10'!$O124","v":0},{"$f":"'TW01'!L126+'TW02'!L126+'TW03'!L126+'TW04'!L126","v":{"$error":"#N/A"}},{"$error":"#N/A"}]
[31,{"$f":"'H01'!O125","v":0},{"$f":"'H02'!$O125","v":0},{"$f":"'H03'!$O125","v":0},{"$f":"'H04'!$O125","v":0},{"$f":"'H05'!$O125","v":0},{"$f":"'H06'!$O125","v":0},{"$f":"'H07'!$O125","v":0},{"$f":"'H08'!$O125","v":0},{"$f":"'H09'!$O125","v":0},{"$f":"'H10'!$O125","v":0},{"$f":"'TW01'!L127+'TW02'!L127+'TW03'!L127+'TW04'!L127","v":{"$error":"#N/A"}},{"$error":"#N/A"}]
[32,{"$f":"'H01'!O126","v":0},{"$f":"'H02'!$O126","v":0},{"$f":"'H03'!$O126","v":0},{"$f":"'H04'!$O126","v":0},{"$f":"'H05'!$O126","v":0},{"$f":"'H06'!$O126","v":0},{"$f":"'H07'!$O126","v":0},{"$f":"'H08'!$O126","v":0},{"$f":"'H09'!$O126","v":0},{"$f":"'H10'!$O126","v":0},{"$f":"'TW01'!L128+'TW02'!L128+'TW03'!L128+'TW04'!L128","v":{"$error":"#N/A"}},{"$error":"#N/A"}]
[33,{"$f":"'H01'!O127","v":0},{"$f":"'H02'!$O127","v":0},{"$f":"'H03'!$O127","v":0},{"$f":"'H04'!$O127","v":0},{"$f":"'H05'!$O127","v":0},{"$f":"'H06'!$O127","v":0},{"$f":"'H07'!$O127","v":0},{"$f":"'H08'!$O127","v":0},{"$f":"'H09'!$O127","v":0},{"$f":"'H10'!$O127","v":0},{"$f":"'TW01'!L129+'TW02'!L129+'TW03'!L129+'TW04'!L129","v":{"$error":"#N/A"}},{"$error":"#N/A"}]
[34,{"$f":"'H01'!O128","v":0},{"$f":"'H02'!$O128","v":0},{"$f":"'H03'!$O128","v":0},{"$f":"'H04'!$O128","v":0},{"$f":"'H05'!$O128","v":0},{"$f":"'H06'!$O128","v":0},{"$f":"'H07'!$O128","v":0},{"$f":"'H08'!$O128","v":0},{"$f":"'H09'!$O128","v":0},{"$f":"'H10'!$O128","v":0},{"$f":"'TW01'!L130+'TW02'!L130+'TW03'!L130+'TW04'!L130","v":{"$error":"#N/A"}},{"$error":"#N/A"}]
[35,{"$f":"'H01'!O129","v":0},{"$f":"'H02'!$O129","v":0},{"$f":"'H03'!$O129","v":0},{"$f":"'H04'!$O129","v":0},{"$f":"'H05'!$O129","v":0},{"$f":"'H06'!$O129","v":0},{"$f":"'H07'!$O129","v":0},{"$f":"'H08'!$O129","v":0},{"$f":"'H09'!$O129","v":0},{"$f":"'H10'!$O129","v":0},{"$f":"'TW01'!L131+'TW02'!L131+'TW03'!L131+'TW04'!L131","v":{"$error":"#N/A"}},{"$error":"#N/A"}]
[null,null,null,null,null,null,null,null,null,null,null,null,{"$f":"SUM(M223:M283)","v":{"$error":"#N/A"}}]
[]
["Wärmeenergie Gruppen"]
["Soll-Zustand"]
[{"$f":"A221","v":"Tab"},"HG (1)","HG (2)","HG (3)","HG (4)","HG (5)","HG (6)","HG (7)","HG (8)","HG (9)","HG (10)","TWW","Summe Gr. 1-20"]
[{"$f":"A222","v":"[°C]"},"[kWh]","[kWh]","[kWh]","[kWh]","[kWh]","[kWh]","[kWh]","[kWh]","[kWh]","[kWh]","[kWh]","[kWh]"]
[-25,{"$f":"'H01'!$P69","v":0},{"$f":"'H02'!$P69","v":0},{"$f":"'H03'!$P69","v":0},{"$f":"'H04'!$P69","v":0},{"$f":"'H05'!$P69","v":0},{"$f":"'H06'!$P69","v":0},{"$f":"'H07'!$P69","v":0},{"$f":"'H08'!$P69","v":0},{"$f":"'H09'!$P69","v":0},{"$f":"'H10'!$P69","v":0},{"$f":"'TW01'!Q71+'TW02'!Q71+'TW03'!Q71+'TW04'!Q71","v":{"$error":"#N/A"}},{"$f":"SUM(B290:L290)","v":{"$error":"#N/A"}}]
[-24,{"$f":"'H01'!P70","v":0},{"$f":"'H02'!$P70","v":0},{"$f":"'H03'!$P70","v":0},{"$f":"'H04'!$P70","v":0},{"$f":"'H05'!$P70","v":0},{"$f":"'H06'!$P70","v":0},{"$f":"'H07'!$P70","v":0},{"$f":"'H08'!$P70","v":0},{"$f":"'H09'!$P70","v":0},{"$f":"'H10'!$P70","v":0},{"$f":"'TW01'!Q72+'TW02'!Q72+'TW03'!Q72+'TW04'!Q72","v":{"$error":"#N/A"}},{"$error":"#N/A"}]
[-23,{"$f":"'H01'!P71","v":0},{"$f":"'H02'!$P71","v":0},{"$f":"'H03'!$P71","v":0},{"$f":"'H04'!$P71","v":0},{"$f":"'H05'!$P71","v":0},{"$f":"'H06'!$P71","v":0},{"$f":"'H07'!$P71","v":0},{"$f":"'H08'!$P71","v":0},{"$f":"'H09'!$P71","v":0},{"$f":"'H10'!$P71","v":0},{"$f":"'TW01'!Q73+'TW02'!Q73+'TW03'!Q73+'TW04'!Q73","v":{"$error":"#N/A"}},{"$error":"#N/A"}]
[-22,{"$f":"'H01'!P72","v":0},{"$f":"'H02'!$P72","v":0},{"$f":"'H03'!$P72","v":0},{"$f":"'H04'!$P72","v":0},{"$f":"'H05'!$P72","v":0},{"$f":"'H06'!$P72","v":0},{"$f":"'H07'!$P72","v":0},{"$f":"'H08'!$P72","v":0},{"$f":"'H09'!$P72","v":0},{"$f":"'H10'!$P72","v":0},{"$f":"'TW01'!Q74+'TW02'!Q74+'TW03'!Q74+'TW04'!Q74","v":{"$error":"#N/A"}},{"$error":"#N/A"}]
[-21,{"$f":"'H01'!P73","v":0},{"$f":"'H02'!$P73","v":0},{"$f":"'H03'!$P73","v":0},{"$f":"'H04'!$P73","v":0},{"$f":"'H05'!$P73","v":0},{"$f":"'H06'!$P73","v":0},{"$f":"'H07'!$P73","v":0},{"$f":"'H08'!$P73","v":0},{"$f":"'H09'!$P73","v":0},{"$f":"'H10'!$P73","v":0},{"$f":"'TW01'!Q75+'TW02'!Q75+'TW03'!Q75+'TW04'!Q75","v":{"$error":"#N/A"}},{"$error":"#N/A"}]
[-20,{"$f":"'H01'!P74","v":0},{"$f":"'H02'!$P74","v":0},{"$f":"'H03'!$P74","v":0},{"$f":"'H04'!$P74","v":0},{"$f":"'H05'!$P74","v":0},{"$f":"'H06'!$P74","v":0},{"$f":"'H07'!$P74","v":0},{"$f":"'H08'!$P74","v":0},{"$f":"'H09'!$P74","v":0},{"$f":"'H10'!$P74","v":0},{"$f":"'TW01'!Q76+'TW02'!Q76+'TW03'!Q76+'TW04'!Q76","v":{"$error":"#N/A"}},{"$error":"#N/A"}]
[-19,{"$f":"'H01'!P75","v":0},{"$f":"'H02'!$P75","v":0},{"$f":"'H03'!$P75","v":0},{"$f":"'H04'!$P75","v":0},{"$f":"'H05'!$P75","v":0},{"$f":"'H06'!$P75","v":0},{"$f":"'H07'!$P75","v":0},{"$f":"'H08'!$P75","v":0},{"$f":"'H09'!$P75","v":0},{"$f":"'H10'!$P75","v":0},{"$f":"'TW01'!Q77+'TW02'!Q77+'TW03'!Q77+'TW04'!Q77","v":{"$error":"#N/A"}},{"$error":"#N/A"}]
[-18,{"$f":"'H01'!P76","v":0},{"$f":"'H02'!$P76","v":0},{"$f":"'H03'!$P76","v":0},{"$f":"'H04'!$P76","v":0},{"$f":"'H05'!$P76","v":0},{"$f":"'H06'!$P76","v":0},{"$f":"'H07'!$P76","v":0},{"$f":"'H08'!$P76","v":0},{"$f":"'H09'!$P76","v":0},{"$f":"'H10'!$P76","v":0},{"$f":"'TW01'!Q78+'TW02'!Q78+'TW03'!Q78+'TW04'!Q78","v":{"$error":"#N/A"}},{"$error":"#N/A"}]
[-17,{"$f":"'H01'!P77","v":0},{"$f":"'H02'!$P77","v":0},{"$f":"'H03'!$P77","v":0},{"$f":"'H04'!$P77","v":0},{"$f":"'H05'!$P77","v":0},{"$f":"'H06'!$P77","v":0},{"$f":"'H07'!$P77","v":0},{"$f":"'H08'!$P77","v":0},{"$f":"'H09'!$P77","v":0},{"$f":"'H10'!$P77","v":0},{"$f":"'TW01'!Q79+'TW02'!Q79+'TW03'!Q79+'TW04'!Q79","v":{"$error":"#N/A"}},{"$error":"#N/A"}]
[-16,{"$f":"'H01'!P78","v":0},{"$f":"'H02'!$P78","v":0},{"$f":"'H03'!$P78","v":0},{"$f":"'H04'!$P78","v":0},{"$f":"'H05'!$P78","v":0},{"$f":"'H06'!$P78","v":0},{"$f":"'H07'!$P78","v":0},{"$f":"'H08'!$P78","v":0},{"$f":"'H09'!$P78","v":0},{"$f":"'H10'!$P78","v":0},{"$f":"'TW01'!Q80+'TW02'!Q80+'TW03'!Q80+'TW04'!Q80","v":{"$error":"#N/A"}},{"$error":"#N/A"}]
[-15,{"$f":"'H01'!P79","v":0},{"$f":"'H02'!$P79","v":0},{"$f":"'H03'!$P79","v":0},{"$f":"'H04'!$P79","v":0},{"$f":"'H05'!$P79","v":0},{"$f":"'H06'!$P79","v":0},{"$f":"'H07'!$P79","v":0},{"$f":"'H08'!$P79","v":0},{"$f":"'H09'!$P79","v":0},{"$f":"'H10'!$P79","v":0},{"$f":"'TW01'!Q81+'TW02'!Q81+'TW03'!Q81+'TW04'!Q81","v":{"$error":"#N/A"}},{"$error":"#N/A"}]
[-14,{"$f":"'H01'!P80","v":0},{"$f":"'H02'!$P80","v":0},{"$f":"'H03'!$P80","v":0},{"$f":"'H04'!$P80","v":0},{"$f":"'H05'!$P80","v":0},{"$f":"'H06'!$P80","v":0},{"$f":"'H07'!$P80","v":0},{"$f":"'H08'!$P80","v":0},{"$f":"'H09'!$P80","v":0},{"$f":"'H10'!$P80","v":0},{"$f":"'TW01'!Q82+'TW02'!Q82+'TW03'!Q82+'TW04'!Q82","v":{"$error":"#N/A"}},{"$f":"SUM(B301:L301)","v":{"$error":"#N/A"}}]
[-13,{"$f":"'H01'!P81","v":0},{"$f":"'H02'!$P81","v":0},{"$f":"'H03'!$P81","v":0},{"$f":"'H04'!$P81","v":0},{"$f":"'H05'!$P81","v":0},{"$f":"'H06'!$P81","v":0},{"$f":"'H07'!$P81","v":0},{"$f":"'H08'!$P81","v":0},{"$f":"'H09'!$P81","v":0},{"$f":"'H10'!$P81","v":0},{"$f":"'TW01'!Q83+'TW02'!Q83+'TW03'!Q83+'TW04'!Q83","v":{"$error":"#N/A"}},{"$error":"#N/A"}]
[-12,{"$f":"'H01'!P82","v":0},{"$f":"'H02'!$P82","v":0},{"$f":"'H03'!$P82","v":0},{"$f":"'H04'!$P82","v":0},{"$f":"'H05'!$P82","v":0},{"$f":"'H06'!$P82","v":0},{"$f":"'H07'!$P82","v":0},{"$f":"'H08'!$P82","v":0},{"$f":"'H09'!$P82","v":0},{"$f":"'H10'!$P82","v":0},{"$f":"'TW01'!Q84+'TW02'!Q84+'TW03'!Q84+'TW04'!Q84","v":{"$error":"#N/A"}},{"$error":"#N/A"}]
[-11,{"$f":"'H01'!P83","v":0},{"$f":"'H02'!$P83","v":0},{"$f":"'H03'!$P83","v":0},{"$f":"'H04'!$P83","v":0},{"$f":"'H05'!$P83","v":0},{"$f":"'H06'!$P83","v":0},{"$f":"'H07'!$P83","v":0},{"$f":"'H08'!$P83","v":0},{"$f":"'H09'!$P83","v":0},{"$f":"'H10'!$P83","v":0},{"$f":"'TW01'!Q85+'TW02'!Q85+'TW03'!Q85+'TW04'!Q85","v":{"$error":"#N/A"}},{"$error":"#N/A"}]
[-10,{"$f":"'H01'!P84","v":0},{"$f":"'H02'!$P84","v":0},{"$f":"'H03'!$P84","v":0},{"$f":"'H04'!$P84","v":0},{"$f":"'H05'!$P84","v":0},{"$f":"'H06'!$P84","v":0},{"$f":"'H07'!$P84","v":0},{"$f":"'H08'!$P84","v":0},{"$f":"'H09'!$P84","v":0},{"$f":"'H10'!$P84","v":0},{"$f":"'TW01'!Q86+'TW02'!Q86+'TW03'!Q86+'TW04'!Q86","v":{"$error":"#N/A"}},{"$error":"#N/A"}]
[-9,{"$f":"'H01'!P85","v":0},{"$f":"'H02'!$P85","v":0},{"$f":"'H03'!$P85","v":0},{"$f":"'H04'!$P85","v":0},{"$f":"'H05'!$P85","v":0},{"$f":"'H06'!$P85","v":0},{"$f":"'H07'!$P85","v":0},{"$f":"'H08'!$P85","v":0},{"$f":"'H09'!$P85","v":0},{"$f":"'H10'!$P85","v":0},{"$f":"'TW01'!Q87+'TW02'!Q87+'TW03'!Q87+'TW04'!Q87","v":{"$error":"#N/A"}},{"$error":"#N/A"}]
[-8,{"$f":"'H01'!P86","v":0},{"$f":"'H02'!$P86","v":0},{"$f":"'H03'!$P86","v":0},{"$f":"'H04'!$P86","v":0},{"$f":"'H05'!$P86","v":0},{"$f":"'H06'!$P86","v":0},{"$f":"'H07'!$P86","v":0},{"$f":"'H08'!$P86","v":0},{"$f":"'H09'!$P86","v":0},{"$f":"'H10'!$P86","v":0},{"$f":"'TW01'!Q88+'TW02'!Q88+'TW03'!Q88+'TW04'!Q88","v":{"$error":"#N/A"}},{"$error":"#N/A"}]
[-7,{"$f":"'H01'!P87","v":0},{"$f":"'H02'!$P87","v":0},{"$f":"'H03'!$P87","v":0},{"$f":"'H04'!$P87","v":0},{"$f":"'H05'!$P87","v":0},{"$f":"'H06'!$P87","v":0},{"$f":"'H07'!$P87","v":0},{"$f":"'H08'!$P87","v":0},{"$f":"'H09'!$P87","v":0},{"$f":"'H10'!$P87","v":0},{"$f":"'TW01'!Q89+'TW02'!Q89+'TW03'!Q89+'TW04'!Q89","v":{"$error":"#N/A"}},{"$error":"#N/A"}]
[-6,{"$f":"'H01'!P88","v":0},{"$f":"'H02'!$P88","v":0},{"$f":"'H03'!$P88","v":0},{"$f":"'H04'!$P88","v":0},{"$f":"'H05'!$P88","v":0},{"$f":"'H06'!$P88","v":0},{"$f":"'H07'!$P88","v":0},{"$f":"'H08'!$P88","v":0},{"$f":"'H09'!$P88","v":0},{"$f":"'H10'!$P88","v":0},{"$f":"'TW01'!Q90+'TW02'!Q90+'TW03'!Q90+'TW04'!Q90","v":{"$error":"#N/A"}},{"$error":"#N/A"}]
[-5,{"$f":"'H01'!P89","v":0},{"$f":"'H02'!$P89","v":0},{"$f":"'H03'!$P89","v":0},{"$f":"'H04'!$P89","v":0},{"$f":"'H05'!$P89","v":0},{"$f":"'H06'!$P89","v":0},{"$f":"'H07'!$P89","v":0},{"$f":"'H08'!$P89","v":0},{"$f":"'H09'!$P89","v":0},{"$f":"'H10'!$P89","v":0},{"$f":"'TW01'!Q91+'TW02'!Q91+'TW03'!Q91+'TW04'!Q91","v":{"$error":"#N/A"}},{"$error":"#N/A"}]
[-4,{"$f":"'H01'!P90","v":0},{"$f":"'H02'!$P90","v":0},{"$f":"'H03'!$P90","v":0},{"$f":"'H04'!$P90","v":0},{"$f":"'H05'!$P90","v":0},{"$f":"'H06'!$P90","v":0},{"$f":"'H07'!$P90","v":0},{"$f":"'H08'!$P90","v":0},{"$f":"'H09'!$P90","v":0},{"$f":"'H10'!$P90","v":0},{"$f":"'TW01'!Q92+'TW02'!Q92+'TW03'!Q92+'TW04'!Q92","v":{"$error":"#N/A"}},{"$error":"#N/A"}]
[-3,{"$f":"'H01'!P91","v":0},{"$f":"'H02'!$P91","v":0},{"$f":"'H03'!$P91","v":0},{"$f":"'H04'!$P91","v":0},{"$f":"'H05'!$P91","v":0},{"$f":"'H06'!$P91","v":0},{"$f":"'H07'!$P91","v":0},{"$f":"'H08'!$P91","v":0},{"$f":"'H09'!$P91","v":0},{"$f":"'H10'!$P91","v":0},{"$f":"'TW01'!Q93+'TW02'!Q93+'TW03'!Q93+'TW04'!Q93","v":{"$error":"#N/A"}},{"$error":"#N/A"}]
[-2,{"$f":"'H01'!P92","v":0},{"$f":"'H02'!$P92","v":0},{"$f":"'H03'!$P92","v":0},{"$f":"'H04'!$P92","v":0},{"$f":"'H05'!$P92","v":0},{"$f":"'H06'!$P92","v":0},{"$f":"'H07'!$P92","v":0},{"$f":"'H08'!$P92","v":0},{"$f":"'H09'!$P92","v":0},{"$f":"'H10'!$P92","v":0},{"$f":"'TW01'!Q94+'TW02'!Q94+'TW03'!Q94+'TW04'!Q94","v":{"$error":"#N/A"}},{"$error":"#N/A"}]
[-1,{"$f":"'H01'!P93","v":0},{"$f":"'H02'!$P93","v":0},{"$f":"'H03'!$P93","v":0},{"$f":"'H04'!$P93","v":0},{"$f":"'H05'!$P93","v":0},{"$f":"'H06'!$P93","v":0},{"$f":"'H07'!$P93","v":0},{"$f":"'H08'!$P93","v":0},{"$f":"'H09'!$P93","v":0},{"$f":"'H10'!$P93","v":0},{"$f":"'TW01'!Q95+'TW02'!Q95+'TW03'!Q95+'TW04'!Q95","v":{"$error":"#N/A"}},{"$error":"#N/A"}]
[0,{"$f":"'H01'!P94","v":0},{"$f":"'H02'!$P94","v":0},{"$f":"'H03'!$P94","v":0},{"$f":"'H04'!$P94","v":0},{"$f":"'H05'!$P94","v":0},{"$f":"'H06'!$P94","v":0},{"$f":"'H07'!$P94","v":0},{"$f":"'H08'!$P94","v":0},{"$f":"'H09'!$P94","v":0},{"$f":"'H10'!$P94","v":0},{"$f":"'TW01'!Q96+'TW02'!Q96+'TW03'!Q96+'TW04'!Q96","v":{"$error":"#N/A"}},{"$error":"#N/A"}]
[1,{"$f":"'H01'!P95","v":0},{"$f":"'H02'!$P95","v":0},{"$f":"'H03'!$P95","v":0},{"$f":"'H04'!$P95","v":0},{"$f":"'H05'!$P95","v":0},{"$f":"'H06'!$P95","v":0},{"$f":"'H07'!$P95","v":0},{"$f":"'H08'!$P95","v":0},{"$f":"'H09'!$P95","v":0},{"$f":"'H10'!$P95","v":0},{"$f":"'TW01'!Q97+'TW02'!Q97+'TW03'!Q97+'TW04'!Q97","v":{"$error":"#N/A"}},{"$error":"#N/A"}]
[2,{"$f":"'H01'!P96","v":0},{"$f":"'H02'!$P96","v":0},{"$f":"'H03'!$P96","v":0},{"$f":"'H04'!$P96","v":0},{"$f":"'H05'!$P96","v":0},{"$f":"'H06'!$P96","v":0},{"$f":"'H07'!$P96","v":0},{"$f":"'H08'!$P96","v":0},{"$f":"'H09'!$P96","v":0},{"$f":"'H10'!$P96","v":0},{"$f":"'TW01'!Q98+'TW02'!Q98+'TW03'!Q98+'TW04'!Q98","v":{"$error":"#N/A"}},{"$error":"#N/A"}]
[3,{"$f":"'H01'!P97","v":0},{"$f":"'H02'!$P97","v":0},{"$f":"'H03'!$P97","v":0},{"$f":"'H04'!$P97","v":0},{"$f":"'H05'!$P97","v":0},{"$f":"'H06'!$P97","v":0},{"$f":"'H07'!$P97","v":0},{"$f":"'H08'!$P97","v":0},{"$f":"'H09'!$P97","v":0},{"$f":"'H10'!$P97","v":0},{"$f":"'TW01'!Q99+'TW02'!Q99+'TW03'!Q99+'TW04'!Q99","v":{"$error":"#N/A"}},{"$error":"#N/A"}]
[4,{"$f":"'H01'!P98","v":0},{"$f":"'H02'!$P98","v":0},{"$f":"'H03'!$P98","v":0},{"$f":"'H04'!$P98","v":0},{"$f":"'H05'!$P98","v":0},{"$f":"'H06'!$P98","v":0},{"$f":"'H07'!$P98","v":0},{"$f":"'H08'!$P98","v":0},{"$f":"'H09'!$P98","v":0},{"$f":"'H10'!$P98","v":0},{"$f":"'TW01'!Q100+'TW02'!Q100+'TW03'!Q100+'TW04'!Q100","v":{"$error":"#N/A"}},{"$error":"#N/A"}]
[5,{"$f":"'H01'!P99","v":0},{"$f":"'H02'!$P99","v":0},{"$f":"'H03'!$P99","v":0},{"$f":"'H04'!$P99","v":0},{"$f":"'H05'!$P99","v":0},{"$f":"'H06'!$P99","v":0},{"$f":"'H07'!$P99","v":0},{"$f":"'H08'!$P99","v":0},{"$f":"'H09'!$P99","v":0},{"$f":"'H10'!$P99","v":0},{"$f":"'TW01'!Q101+'TW02'!Q101+'TW03'!Q101+'TW04'!Q101","v":{"$error":"#N/A"}},{"$error":"#N/A"}]
[{"$f":"A254","v":6},{"$f":"'H01'!P100","v":0},{"$f":"'H02'!$P100","v":0},{"$f":"'H03'!$P100","v":0},{"$f":"'H04'!$P100","v":0},{"$f":"'H05'!$P100","v":0},{"$f":"'H06'!$P100","v":0},{"$f":"'H07'!$P100","v":0},{"$f":"'H08'!$P100","v":0},{"$f":"'H09'!$P100","v":0},{"$f":"'H10'!$P100","v":0},{"$f":"'TW01'!Q102+'TW02'!Q102+'TW03'!Q102+'TW04'!Q102","v":{"$error":"#N/A"}},{"$error":"#N/A"}]
[7,{"$f":"'H01'!P101","v":0},{"$f":"'H02'!$P101","v":0},{"$f":"'H03'!$P101","v":0},{"$f":"'H04'!$P101","v":0},{"$f":"'H05'!$P101","v":0},{"$f":"'H06'!$P101","v":0},{"$f":"'H07'!$P101","v":0},{"$f":"'H08'!$P101","v":0},{"$f":"'H09'!$P101","v":0},{"$f":"'H10'!$P101","v":0},{"$f":"'TW01'!Q103+'TW02'!Q103+'TW03'!Q103+'TW04'!Q103","v":{"$error":"#N/A"}},{"$error":"#N/A"}]
[8,{"$f":"'H01'!P102","v":0},{"$f":"'H02'!$P102","v":0},{"$f":"'H03'!$P102","v":0},{"$f":"'H04'!$P102","v":0},{"$f":"'H05'!$P102","v":0},{"$f":"'H06'!$P102","v":0},{"$f":"'H07'!$P102","v":0},{"$f":"'H08'!$P102","v":0},{"$f":"'H09'!$P102","v":0},{"$f":"'H10'!$P102","v":0},{"$f":"'TW01'!Q104+'TW02'!Q104+'TW03'!Q104+'TW04'!Q104","v":{"$error":"#N/A"}},{"$error":"#N/A"}]
[9,{"$f":"'H01'!P103","v":0},{"$f":"'H02'!$P103","v":0},{"$f":"'H03'!$P103","v":0},{"$f":"'H04'!$P103","v":0},{"$f":"'H05'!$P103","v":0},{"$f":"'H06'!$P103","v":0},{"$f":"'H07'!$P103","v":0},{"$f":"'H08'!$P103","v":0},{"$f":"'H09'!$P103","v":0},{"$f":"'H10'!$P103","v":0},{"$f":"'TW01'!Q105+'TW02'!Q105+'TW03'!Q105+'TW04'!Q105","v":{"$error":"#N/A"}},{"$error":"#N/A"}]
[10,{"$f":"'H01'!P104","v":0},{"$f":"'H02'!$P104","v":0},{"$f":"'H03'!$P104","v":0},{"$f":"'H04'!$P104","v":0},{"$f":"'H05'!$P104","v":0},{"$f":"'H06'!$P104","v":0},{"$f":"'H07'!$P104","v":0},{"$f":"'H08'!$P104","v":0},{"$f":"'H09'!$P104","v":0},{"$f":"'H10'!$P104","v":0},{"$f":"'TW01'!Q106+'TW02'!Q106+'TW03'!Q106+'TW04'!Q106","v":{"$error":"#N/A"}},{"$error":"#N/A"}]
[11,{"$f":"'H01'!P105","v":0},{"$f":"'H02'!$P105","v":0},{"$f":"'H03'!$P105","v":0},{"$f":"'H04'!$P105","v":0},{"$f":"'H05'!$P105","v":0},{"$f":"'H06'!$P105","v":0},{"$f":"'H07'!$P105","v":0},{"$f":"'H08'!$P105","v":0},{"$f":"'H09'!$P105","v":0},{"$f":"'H10'!$P105","v":0},{"$f":"'TW01'!Q107+'TW02'!Q107+'TW03'!Q107+'TW04'!Q107","v":{"$error":"#N/A"}},{"$error":"#N/A"}]
[12,{"$f":"'H01'!P106","v":0},{"$f":"'H02'!$P106","v":0},{"$f":"'H03'!$P106","v":0},{"$f":"'H04'!$P106","v":0},{"$f":"'H05'!$P106","v":0},{"$f":"'H06'!$P106","v":0},{"$f":"'H07'!$P106","v":0},{"$f":"'H08'!$P106","v":0},{"$f":"'H09'!$P106","v":0},{"$f":"'H10'!$P106","v":0},{"$f":"'TW01'!Q108+'TW02'!Q108+'TW03'!Q108+'TW04'!Q108","v":{"$error":"#N/A"}},{"$error":"#N/A"}]
[13,{"$f":"'H01'!P107","v":0},{"$f":"'H02'!$P107","v":0},{"$f":"'H03'!$P107","v":0},{"$f":"'H04'!$P107","v":0},{"$f":"'H05'!$P107","v":0},{"$f":"'H06'!$P107","v":0},{"$f":"'H07'!$P107","v":0},{"$f":"'H08'!$P107","v":0},{"$f":"'H09'!$P107","v":0},{"$f":"'H10'!$P107","v":0},{"$f":"'TW01'!Q109+'TW02'!Q109+'TW03'!Q109+'TW04'!Q109","v":{"$error":"#N/A"}},{"$error":"#N/A"}]
[14,{"$f":"'H01'!P108","v":0},{"$f":"'H02'!$P108","v":0},{"$f":"'H03'!$P108","v":0},{"$f":"'H04'!$P108","v":0},{"$f":"'H05'!$P108","v":0},{"$f":"'H06'!$P108","v":0},{"$f":"'H07'!$P108","v":0},{"$f":"'H08'!$P108","v":0},{"$f":"'H09'!$P108","v":0},{"$f":"'H10'!$P108","v":0},{"$f":"'TW01'!Q110+'TW02'!Q110+'TW03'!Q110+'TW04'!Q110","v":{"$error":"#N/A"}},{"$error":"#N/A"}]
[15,{"$f":"'H01'!P109","v":0},{"$f":"'H02'!$P109","v":0},{"$f":"'H03'!$P109","v":0},{"$f":"'H04'!$P109","v":0},{"$f":"'H05'!$P109","v":0},{"$f":"'H06'!$P109","v":0},{"$f":"'H07'!$P109","v":0},{"$f":"'H08'!$P109","v":0},{"$f":"'H09'!$P109","v":0},{"$f":"'H10'!$P109","v":0},{"$f":"'TW01'!Q111+'TW02'!Q111+'TW03'!Q111+'TW04'!Q111","v":{"$error":"#N/A"}},{"$error":"#N/A"}]
[16,{"$f":"'H01'!P110","v":0},{"$f":"'H02'!$P110","v":0},{"$f":"'H03'!$P110","v":0},{"$f":"'H04'!$P110","v":0},{"$f":"'H05'!$P110","v":0},{"$f":"'H06'!$P110","v":0},{"$f":"'H07'!$P110","v":0},{"$f":"'H08'!$P110","v":0},{"$f":"'H09'!$P110","v":0},{"$f":"'H10'!$P110","v":0},{"$f":"'TW01'!Q112+'TW02'!Q112+'TW03'!Q112+'TW04'!Q112","v":{"$error":"#N/A"}},{"$error":"#N/A"}]
[17,{"$f":"'H01'!P111","v":0},{"$f":"'H02'!$P111","v":0},{"$f":"'H03'!$P111","v":0},{"$f":"'H04'!$P111","v":0},{"$f":"'H05'!$P111","v":0},{"$f":"'H06'!$P111","v":0},{"$f":"'H07'!$P111","v":0},{"$f":"'H08'!$P111","v":0},{"$f":"'H09'!$P111","v":0},{"$f":"'H10'!$P111","v":0},{"$f":"'TW01'!Q113+'TW02'!Q113+'TW03'!Q113+'TW04'!Q113","v":{"$error":"#N/A"}},{"$error":"#N/A"}]
[18,{"$f":"'H01'!P112","v":0},{"$f":"'H02'!$P112","v":0},{"$f":"'H03'!$P112","v":0},{"$f":"'H04'!$P112","v":0},{"$f":"'H05'!$P112","v":0},{"$f":"'H06'!$P112","v":0},{"$f":"'H07'!$P112","v":0},{"$f":"'H08'!$P112","v":0},{"$f":"'H09'!$P112","v":0},{"$f":"'H10'!$P112","v":0},{"$f":"'TW01'!Q114+'TW02'!Q114+'TW03'!Q114+'TW04'!Q114","v":{"$error":"#N/A"}},{"$error":"#N/A"}]
[19,{"$f":"'H01'!P113","v":0},{"$f":"'H02'!$P113","v":0},{"$f":"'H03'!$P113","v":0},{"$f":"'H04'!$P113","v":0},{"$f":"'H05'!$P113","v":0},{"$f":"'H06'!$P113","v":0},{"$f":"'H07'!$P113","v":0},{"$f":"'H08'!$P113","v":0},{"$f":"'H09'!$P113","v":0},{"$f":"'H10'!$P113","v":0},{"$f":"'TW01'!Q115+'TW02'!Q115+'TW03'!Q115+'TW04'!Q115","v":{"$error":"#N/A"}},{"$error":"#N/A"}]
[20,{"$f":"'H01'!P114","v":0},{"$f":"'H02'!$P114","v":0},{"$f":"'H03'!$P114","v":0},{"$f":"'H04'!$P114","v":0},{"$f":"'H05'!$P114","v":0},{"$f":"'H06'!$P114","v":0},{"$f":"'H07'!$P114","v":0},{"$f":"'H08'!$P114","v":0},{"$f":"'H09'!$P114","v":0},{"$f":"'H10'!$P114","v":0},{"$f":"'TW01'!Q116+'TW02'!Q116+'TW03'!Q116+'TW04'!Q116","v":{"$error":"#N/A"}},{"$error":"#N/A"}]
[21,{"$f":"'H01'!P115","v":0},{"$f":"'H02'!$P115","v":0},{"$f":"'H03'!$P115","v":0},{"$f":"'H04'!$P115","v":0},{"$f":"'H05'!$P115","v":0},{"$f":"'H06'!$P115","v":0},{"$f":"'H07'!$P115","v":0},{"$f":"'H08'!$P115","v":0},{"$f":"'H09'!$P115","v":0},{"$f":"'H10'!$P115","v":0},{"$f":"'TW01'!Q117+'TW02'!Q117+'TW03'!Q117+'TW04'!Q117","v":{"$error":"#N/A"}},{"$error":"#N/A"}]
[22,{"$f":"'H01'!P116","v":0},{"$f":"'H02'!$P116","v":0},{"$f":"'H03'!$P116","v":0},{"$f":"'H04'!$P116","v":0},{"$f":"'H05'!$P116","v":0},{"$f":"'H06'!$P116","v":0},{"$f":"'H07'!$P116","v":0},{"$f":"'H08'!$P116","v":0},{"$f":"'H09'!$P116","v":0},{"$f":"'H10'!$P116","v":0},{"$f":"'TW01'!Q118+'TW02'!Q118+'TW03'!Q118+'TW04'!Q118","v":{"$error":"#N/A"}},{"$error":"#N/A"}]
[23,{"$f":"'H01'!P117","v":0},{"$f":"'H02'!$P117","v":0},{"$f":"'H03'!$P117","v":0},{"$f":"'H04'!$P117","v":0},{"$f":"'H05'!$P117","v":0},{"$f":"'H06'!$P117","v":0},{"$f":"'H07'!$P117","v":0},{"$f":"'H08'!$P117","v":0},{"$f":"'H09'!$P117","v":0},{"$f":"'H10'!$P117","v":0},{"$f":"'TW01'!Q119+'TW02'!Q119+'TW03'!Q119+'TW04'!Q119","v":{"$error":"#N/A"}},{"$error":"#N/A"}]
[24,{"$f":"'H01'!P118","v":0},{"$f":"'H02'!$P118","v":0},{"$f":"'H03'!$P118","v":0},{"$f":"'H04'!$P118","v":0},{"$f":"'H05'!$P118","v":0},{"$f":"'H06'!$P118","v":0},{"$f":"'H07'!$P118","v":0},{"$f":"'H08'!$P118","v":0},{"$f":"'H09'!$P118","v":0},{"$f":"'H10'!$P118","v":0},{"$f":"'TW01'!Q120+'TW02'!Q120+'TW03'!Q120+'TW04'!Q120","v":{"$error":"#N/A"}},{"$error":"#N/A"}]
[25,{"$f":"'H01'!P119","v":0},{"$f":"'H02'!$P119","v":0},{"$f":"'H03'!$P119","v":0},{"$f":"'H04'!$P119","v":0},{"$f":"'H05'!$P119","v":0},{"$f":"'H06'!$P119","v":0},{"$f":"'H07'!$P119","v":0},{"$f":"'H08'!$P119","v":0},{"$f":"'H09'!$P119","v":0},{"$f":"'H10'!$P119","v":0},{"$f":"'TW01'!Q121+'TW02'!Q121+'TW03'!Q121+'TW04'!Q121","v":{"$error":"#N/A"}},{"$error":"#N/A"}]
[26,{"$f":"'H01'!P120","v":0},{"$f":"'H02'!$P120","v":0},{"$f":"'H03'!$P120","v":0},{"$f":"'H04'!$P120","v":0},{"$f":"'H05'!$P120","v":0},{"$f":"'H06'!$P120","v":0},{"$f":"'H07'!$P120","v":0},{"$f":"'H08'!$P120","v":0},{"$f":"'H09'!$P120","v":0},{"$f":"'H10'!$P120","v":0},{"$f":"'TW01'!Q122+'TW02'!Q122+'TW03'!Q122+'TW04'!Q122","v":{"$error":"#N/A"}},{"$error":"#N/A"}]
[27,{"$f":"'H01'!P121","v":0},{"$f":"'H02'!$P121","v":0},{"$f":"'H03'!$P121","v":0},{"$f":"'H04'!$P121","v":0},{"$f":"'H05'!$P121","v":0},{"$f":"'H06'!$P121","v":0},{"$f":"'H07'!$P121","v":0},{"$f":"'H08'!$P121","v":0},{"$f":"'H09'!$P121","v":0},{"$f":"'H10'!$P121","v":0},{"$f":"'TW01'!Q123+'TW02'!Q123+'TW03'!Q123+'TW04'!Q123","v":{"$error":"#N/A"}},{"$error":"#N/A"}]
[28,{"$f":"'H01'!P122","v":0},{"$f":"'H02'!$P122","v":0},{"$f":"'H03'!$P122","v":0},{"$f":"'H04'!$P122","v":0},{"$f":"'H05'!$P122","v":0},{"$f":"'H06'!$P122","v":0},{"$f":"'H07'!$P122","v":0},{"$f":"'H08'!$P122","v":0},{"$f":"'H09'!$P122","v":0},{"$f":"'H10'!$P122","v":0},{"$f":"'TW01'!Q124+'TW02'!Q124+'TW03'!Q124+'TW04'!Q124","v":{"$error":"#N/A"}},{"$error":"#N/A"}]
[29,{"$f":"'H01'!P123","v":0},{"$f":"'H02'!$P123","v":0},{"$f":"'H03'!$P123","v":0},{"$f":"'H04'!$P123","v":0},{"$f":"'H05'!$P123","v":0},{"$f":"'H06'!$P123","v":0},{"$f":"'H07'!$P123","v":0},{"$f":"'H08'!$P123","v":0},{"$f":"'H09'!$P123","v":0},{"$f":"'H10'!$P123","v":0},{"$f":"'TW01'!Q125+'TW02'!Q125+'TW03'!Q125+'TW04'!Q125","v":{"$error":"#N/A"}},{"$error":"#N/A"}]
[30,{"$f":"'H01'!P124","v":0},{"$f":"'H02'!$P124","v":0},{"$f":"'H03'!$P124","v":0},{"$f":"'H04'!$P124","v":0},{"$f":"'H05'!$P124","v":0},{"$f":"'H06'!$P124","v":0},{"$f":"'H07'!$P124","v":0},{"$f":"'H08'!$P124","v":0},{"$f":"'H09'!$P124","v":0},{"$f":"'H10'!$P124","v":0},{"$f":"'TW01'!Q126+'TW02'!Q126+'TW03'!Q126+'TW04'!Q126","v":{"$error":"#N/A"}},{"$error":"#N/A"}]
[31,{"$f":"'H01'!P125","v":0},{"$f":"'H02'!$P125","v":0},{"$f":"'H03'!$P125","v":0},{"$f":"'H04'!$P125","v":0},{"$f":"'H05'!$P125","v":0},{"$f":"'H06'!$P125","v":0},{"$f":"'H07'!$P125","v":0},{"$f":"'H08'!$P125","v":0},{"$f":"'H09'!$P125","v":0},{"$f":"'H10'!$P125","v":0},{"$f":"'TW01'!Q127+'TW02'!Q127+'TW03'!Q127+'TW04'!Q127","v":{"$error":"#N/A"}},{"$error":"#N/A"}]
[32,{"$f":"'H01'!P126","v":0},{"$f":"'H02'!$P126","v":0},{"$f":"'H03'!$P126","v":0},{"$f":"'H04'!$P126","v":0},{"$f":"'H05'!$P126","v":0},{"$f":"'H06'!$P126","v":0},{"$f":"'H07'!$P126","v":0},{"$f":"'H08'!$P126","v":0},{"$f":"'H09'!$P126","v":0},{"$f":"'H10'!$P126","v":0},{"$f":"'TW01'!Q128+'TW02'!Q128+'TW03'!Q128+'TW04'!Q128","v":{"$error":"#N/A"}},{"$error":"#N/A"}]
[33,{"$f":"'H01'!P127","v":0},{"$f":"'H02'!$P127","v":0},{"$f":"'H03'!$P127","v":0},{"$f":"'H04'!$P127","v":0},{"$f":"'H05'!$P127","v":0},{"$f":"'H06'!$P127","v":0},{"$f":"'H07'!$P127","v":0},{"$f":"'H08'!$P127","v":0},{"$f":"'H09'!$P127","v":0},{"$f":"'H10'!$P127","v":0},{"$f":"'TW01'!Q129+'TW02'!Q129+'TW03'!Q129+'TW04'!Q129","v":{"$error":"#N/A"}},{"$error":"#N/A"}]
[34,{"$f":"'H01'!P128","v":0},{"$f":"'H02'!$P128","v":0},{"$f":"'H03'!$P128","v":0},{"$f":"'H04'!$P128","v":0},{"$f":"'H05'!$P128","v":0},{"$f":"'H06'!$P128","v":0},{"$f":"'H07'!$P128","v":0},{"$f":"'H08'!$P128","v":0},{"$f":"'H09'!$P128","v":0},{"$f":"'H10'!$P128","v":0},{"$f":"'TW01'!Q130+'TW02'!Q130+'TW03'!Q130+'TW04'!Q130","v":{"$error":"#N/A"}},{"$error":"#N/A"}]
[35,{"$f":"'H01'!P129","v":0},{"$f":"'H02'!$P129","v":0},{"$f":"'H03'!$P129","v":0},{"$f":"'H04'!$P129","v":0},{"$f":"'H05'!$P129","v":0},{"$f":"'H06'!$P129","v":0},{"$f":"'H07'!$P129","v":0},{"$f":"'H08'!$P129","v":0},{"$f":"'H09'!$P129","v":0},{"$f":"'H10'!$P129","v":0},{"$f":"'TW01'!Q131+'TW02'!Q131+'TW03'!Q131+'TW04'!Q131","v":{"$error":"#N/A"}},{"$error":"#N/A"}]
[null,null,null,null,null,null,null,null,null,null,null,null,{"$f":"SUM(M290:M350)","v":{"$error":"#N/A"}}]
[]
["Geforderte Vorlauftemperaturen Gruppen"]
["Ist-Zustand"]
["Gruppe 1","Gruppe 2","Gruppe 3","Gruppe 4","Gruppe 5","Gruppe 6","Gruppe 7","Gruppe 8","Gruppe 9","Gruppe 10","Max. Gr. 1-10","min. WE1","min. WE2","min. WE3"]
["[°C]","[°C]","[°C]","[°C]","[°C]","[°C]","[°C]","[°C]","[°C]","[°C]","[°C]","[°C]","[°C]","[°C]"]
[{"$f":"IFERROR(IF($C$37>0,'H01'!$Q69,-9999),-9999)","v":0},{"$f":"IFERROR(IF($C$38>0,'H02'!$Q69,-9999),-9999)","v":0},{"$f":"IFERROR(IF($C$39>0,'H03'!$Q69,-9999),-9999)","v":0},{"$f":"IFERROR(IF($C$40>0,'H04'!$Q69,-9999),-9999)","v":0},{"$f":"IFERROR(IF($C$41>0,'H05'!$Q69,-9999),-9999)","v":0},{"$f":"IFERROR(IF($C$42>0,'H06'!$Q69,-9999),-9999)","v":0},{"$f":"IFERROR(IF($C$43>0,'H07'!$Q69,-9999),-9999)","v":0},{"$f":"IFERROR(IF($C$44>0,'H08'!$Q69,-9999),-9999)","v":0},{"$f":"IFERROR(IF($C$45>0,'H09'!$Q69,-9999),-9999)","v":0},{"$f":"IFERROR(IF($C$46>0,'H10'!$Q69,-9999),-9999)","v":0},{"$f":"MAX(A357:J357)","v":0},{"$f":"$F$28","v":0},{"$f":"$H$28","v":0},{"$f":"$J$28","v":0}]
[{"$f":"IFERROR(IF($C$37>0,'H01'!Q70,-9999),-9999)","v":0},{"$f":"IFERROR(IF($C$38>0,'H02'!$Q70,-9999),-9999)","v":0},{"$f":"IFERROR(IF($C$39>0,'H03'!$Q70,-9999),-9999)","v":0},{"$f":"IFERROR(IF($C$40>0,'H04'!$Q70,-9999),-9999)","v":0},{"$f":"IFERROR(IF($C$41>0,'H05'!$Q70,-9999),-9999)","v":0},{"$f":"IFERROR(IF($C$42>0,'H06'!$Q70,-9999),-9999)","v":0},{"$f":"IFERROR(IF($C$43>0,'H07'!$Q70,-9999),-9999)","v":0},{"$f":"IFERROR(IF($C$44>0,'H08'!$Q70,-9999),-9999)","v":0},{"$f":"IFERROR(IF($C$45>0,'H09'!$Q70,-9999),-9999)","v":0},{"$f":"IFERROR(IF($C$46>0,'H10'!$Q70,-9999),-9999)","v":0},{"$f":"MAX(A358:J358)","v":0},0,0,0]
[{"$f":"IFERROR(IF($C$37>0,'H01'!Q71,-9999),-9999)","v":0},{"$f":"IFERROR(IF($C$38>0,'H02'!$Q71,-9999),-9999)","v":0},{"$f":"IFERROR(IF($C$39>0,'H03'!$Q71,-9999),-9999)","v":0},{"$f":"IFERROR(IF($C$40>0,'H04'!$Q71,-9999),-9999)","v":0},{"$f":"IFERROR(IF($C$41>0,'H05'!$Q71,-9999),-9999)","v":0},{"$f":"IFERROR(IF($C$42>0,'H06'!$Q71,-9999),-9999)","v":0},{"$f":"IFERROR(IF($C$43>0,'H07'!$Q71,-9999),-9999)","v":0},{"$f":"IFERROR(IF($C$44>0,'H08'!$Q71,-9999),-9999)","v":0},{"$f":"IFERROR(IF($C$45>0,'H09'!$Q71,-9999),-9999)","v":0},{"$f":"IFERROR(IF($C$46>0,'H10'!$Q71,-9999),-9999)","v":0},0,0,0,0]
[{"$f":"IFERROR(IF($C$37>0,'H01'!Q72,-9999),-9999)","v":0},{"$f":"IFERROR(IF($C$38>0,'H02'!$Q72,-9999),-9999)","v":0},{"$f":"IFERROR(IF($C$39>0,'H03'!$Q72,-9999),-9999)","v":0},{"$f":"IFERROR(IF($C$40>0,'H04'!$Q72,-9999),-9999)","v":0},{"$f":"IFERROR(IF($C$41>0,'H05'!$Q72,-9999),-9999)","v":0},{"$f":"IFERROR(IF($C$42>0,'H06'!$Q72,-9999),-9999)","v":0},{"$f":"IFERROR(IF($C$43>0,'H07'!$Q72,-9999),-9999)","v":0},{"$f":"IFERROR(IF($C$44>0,'H08'!$Q72,-9999),-9999)","v":0},{"$f":"IFERROR(IF($C$45>0,'H09'!$Q72,-9999),-9999)","v":0},{"$f":"IFERROR(IF($C$46>0,'H10'!$Q72,-9999),-9999)","v":0},0,0,0,0]
[{"$f":"IFERROR(IF($C$37>0,'H01'!Q73,-9999),-9999)","v":0},{"$f":"IFERROR(IF($C$38>0,'H02'!$Q73,-9999),-9999)","v":0},{"$f":"IFERROR(IF($C$39>0,'H03'!$Q73,-9999),-9999)","v":0},{"$f":"IFERROR(IF($C$40>0,'H04'!$Q73,-9999),-9999)","v":0},{"$f":"IFERROR(IF($C$41>0,'H05'!$Q73,-9999),-9999)","v":0},{"$f":"IFERROR(IF($C$42>0,'H06'!$Q73,-9999),-9999)","v":0},{"$f":"IFERROR(IF($C$43>0,'H07'!$Q73,-9999),-9999)","v":0},{"$f":"IFERROR(IF($C$44>0,'H08'!$Q73,-9999),-9999)","v":0},{"$f":"IFERROR(IF($C$45>0,'H09'!$Q73,-9999),-9999)","v":0},{"$f":"IFERROR(IF($C$46>0,'H10'!$Q73,-9999),-9999)","v":0},0,0,0,0]
[{"$f":"IFERROR(IF($C$37>0,'H01'!Q74,-9999),-9999)","v":0},{"$f":"IFERROR(IF($C$38>0,'H02'!$Q74,-9999),-9999)","v":0},{"$f":"IFERROR(IF($C$39>0,'H03'!$Q74,-9999),-9999)","v":0},{"$f":"IFERROR(IF($C$40>0,'H04'!$Q74,-9999),-9999)","v":0},{"$f":"IFERROR(IF($C$41>0,'H05'!$Q74,-9999),-9999)","v":0},{"$f":"IFERROR(IF($C$42>0,'H06'!$Q74,-9999),-9999)","v":0},{"$f":"IFERROR(IF($C$43>0,'H07'!$Q74,-9999),-9999)","v":0},{"$f":"IFERROR(IF($C$44>0,'H08'!$Q74,-9999),-9999)","v":0},{"$f":"IFERROR(IF($C$45>0,'H09'!$Q74,-9999),-9999)","v":0},{"$f":"IFERROR(IF($C$46>0,'H10'!$Q74,-9999),-9999)","v":0},0,0,0,0]
[{"$f":"IFERROR(IF($C$37>0,'H01'!Q75,-9999),-9999)","v":0},{"$f":"IFERROR(IF($C$38>0,'H02'!$Q75,-9999),-9999)","v":0},{"$f":"IFERROR(IF($C$39>0,'H03'!$Q75,-9999),-9999)","v":0},{"$f":"IFERROR(IF($C$40>0,'H04'!$Q75,-9999),-9999)","v":0},{"$f":"IFERROR(IF($C$41>0,'H05'!$Q75,-9999),-9999)","v":0},{"$f":"IFERROR(IF($C$42>0,'H06'!$Q75,-9999),-9999)","v":0},{"$f":"IFERROR(IF($C$43>0,'H07'!$Q75,-9999),-9999)","v":0},{"$f":"IFERROR(IF($C$44>0,'H08'!$Q75,-9999),-9999)","v":0},{"$f":"IFERROR(IF($C$45>0,'H09'!$Q75,-9999),-9999)","v":0},{"$f":"IFERROR(IF($C$46>0,'H10'!$Q75,-9999),-9999)","v":0},0,0,0,0]
[{"$f":"IFERROR(IF($C$37>0,'H01'!Q76,-9999),-9999)","v":0},{"$f":"IFERROR(IF($C$38>0,'H02'!$Q76,-9999),-9999)","v":0},{"$f":"IFERROR(IF($C$39>0,'H03'!$Q76,-9999),-9999)","v":0},{"$f":"IFERROR(IF($C$40>0,'H04'!$Q76,-9999),-9999)","v":0},{"$f":"IFERROR(IF($C$41>0,'H05'!$Q76,-9999),-9999)","v":0},{"$f":"IFERROR(IF($C$42>0,'H06'!$Q76,-9999),-9999)","v":0},{"$f":"IFERROR(IF($C$43>0,'H07'!$Q76,-9999),-9999)","v":0},{"$f":"IFERROR(IF($C$44>0,'H08'!$Q76,-9999),-9999)","v":0},{"$f":"IFERROR(IF($C$45>0,'H09'!$Q76,-9999),-9999)","v":0},{"$f":"IFERROR(IF($C$46>0,'H10'!$Q76,-9999),-9999)","v":0},0,0,0,0]
[{"$f":"IFERROR(IF($C$37>0,'H01'!Q77,-9999),-9999)","v":0},{"$f":"IFERROR(IF($C$38>0,'H02'!$Q77,-9999),-9999)","v":0},{"$f":"IFERROR(IF($C$39>0,'H03'!$Q77,-9999),-9999)","v":0},{"$f":"IFERROR(IF($C$40>0,'H04'!$Q77,-9999),-9999)","v":0},{"$f":"IFERROR(IF($C$41>0,'H05'!$Q77,-9999),-9999)","v":0},{"$f":"IFERROR(IF($C$42>0,'H06'!$Q77,-9999),-9999)","v":0},{"$f":"IFERROR(IF($C$43>0,'H07'!$Q77,-9999),-9999)","v":0},{"$f":"IFERROR(IF($C$44>0,'H08'!$Q77,-9999),-9999)","v":0},{"$f":"IFERROR(IF($C$45>0,'H09'!$Q77,-9999),-9999)","v":0},{"$f":"IFERROR(IF($C$46>0,'H10'!$Q77,-9999),-9999)","v":0},0,0,0,0]
[{"$f":"IFERROR(IF($C$37>0,'H01'!Q78,-9999),-9999)","v":0},{"$f":"IFERROR(IF($C$38>0,'H02'!$Q78,-9999),-9999)","v":0},{"$f":"IFERROR(IF($C$39>0,'H03'!$Q78,-9999),-9999)","v":0},{"$f":"IFERROR(IF($C$40>0,'H04'!$Q78,-9999),-9999)","v":0},{"$f":"IFERROR(IF($C$41>0,'H05'!$Q78,-9999),-9999)","v":0},{"$f":"IFERROR(IF($C$42>0,'H06'!$Q78,-9999),-9999)","v":0},{"$f":"IFERROR(IF($C$43>0,'H07'!$Q78,-9999),-9999)","v":0},{"$f":"IFERROR(IF($C$44>0,'H08'!$Q78,-9999),-9999)","v":0},{"$f":"IFERROR(IF($C$45>0,'H09'!$Q78,-9999),-9999)","v":0},{"$f":"IFERROR(IF($C$46>0,'H10'!$Q78,-9999),-9999)","v":0},0,0,0,0]
[{"$f":"IFERROR(IF($C$37>0,'H01'!Q79,-9999),-9999)","v":0},{"$f":"IFERROR(IF($C$38>0,'H02'!$Q79,-9999),-9999)","v":0},{"$f":"IFERROR(IF($C$39>0,'H03'!$Q79,-9999),-9999)","v":0},{"$f":"IFERROR(IF($C$40>0,'H04'!$Q79,-9999),-9999)","v":0},{"$f":"IFERROR(IF($C$41>0,'H05'!$Q79,-9999),-9999)","v":0},{"$f":"IFERROR(IF($C$42>0,'H06'!$Q79,-9999),-9999)","v":0},{"$f":"IFERROR(IF($C$43>0,'H07'!$Q79,-9999),-9999)","v":0},{"$f":"IFERROR(IF($C$44>0,'H08'!$Q79,-9999),-9999)","v":0},{"$f":"IFERROR(IF($C$45>0,'H09'!$Q79,-9999),-9999)","v":0},{"$f":"IFERROR(IF($C$46>0,'H10'!$Q79,-9999),-9999)","v":0},0,0,0,0]
[{"$f":"IFERROR(IF($C$37>0,'H01'!Q80,-9999),-9999)","v":0},{"$f":"IFERROR(IF($C$38>0,'H02'!$Q80,-9999),-9999)","v":0},{"$f":"IFERROR(IF($C$39>0,'H03'!$Q80,-9999),-9999)","v":0},{"$f":"IFERROR(IF($C$40>0,'H04'!$Q80,-9999),-9999)","v":0},{"$f":"IFERROR(IF($C$41>0,'H05'!$Q80,-9999),-9999)","v":0},{"$f":"IFERROR(IF($C$42>0,'H06'!$Q80,-9999),-9999)","v":0},{"$f":"IFERROR(IF($C$43>0,'H07'!$Q80,-9999),-9999)","v":0},{"$f":"IFERROR(IF($C$44>0,'H08'!$Q80,-9999),-9999)","v":0},{"$f":"IFERROR(IF($C$45>0,'H09'!$Q80,-9999),-9999)","v":0},{"$f":"IFERROR(IF($C$46>0,'H10'!$Q80,-9999),-9999)","v":0},0,0,0,0]
[{"$f":"IFERROR(IF($C$37>0,'H01'!Q81,-9999),-9999)","v":0},{"$f":"IFERROR(IF($C$38>0,'H02'!$Q81,-9999),-9999)","v":0},{"$f":"IFERROR(IF($C$39>0,'H03'!$Q81,-9999),-9999)","v":0},{"$f":"IFERROR(IF($C$40>0,'H04'!$Q81,-9999),-9999)","v":0},{"$f":"IFERROR(IF($C$41>0,'H05'!$Q81,-9999),-9999)","v":0},{"$f":"IFERROR(IF($C$42>0,'H06'!$Q81,-9999),-9999)","v":0},{"$f":"IFERROR(IF($C$43>0,'H07'!$Q81,-9999),-9999)","v":0},{"$f":"IFERROR(IF($C$44>0,'H08'!$Q81,-9999),-9999)","v":0},{"$f":"IFERROR(IF($C$45>0,'H09'!$Q81,-9999),-9999)","v":0},{"$f":"IFERROR(IF($C$46>0,'H10'!$Q81,-9999),-9999)","v":0},0,0,0,0]
[{"$f":"IFERROR(IF($C$37>0,'H01'!Q82,-9999),-9999)","v":0},{"$f":"IFERROR(IF($C$38>0,'H02'!$Q82,-9999),-9999)","v":0},{"$f":"IFERROR(IF($C$39>0,'H03'!$Q82,-9999),-9999)","v":0},{"$f":"IFERROR(IF($C$40>0,'H04'!$Q82,-9999),-9999)","v":0},{"$f":"IFERROR(IF($C$41>0,'H05'!$Q82,-9999),-9999)","v":0},{"$f":"IFERROR(IF($C$42>0,'H06'!$Q82,-9999),-9999)","v":0},{"$f":"IFERROR(IF($C$43>0,'H07'!$Q82,-9999),-9999)","v":0},{"$f":"IFERROR(IF($C$44>0,'H08'!$Q82,-9999),-9999)","v":0},{"$f":"IFERROR(IF($C$45>0,'H09'!$Q82,-9999),-9999)","v":0},{"$f":"IFERROR(IF($C$46>0,'H10'!$Q82,-9999),-9999)","v":0},0,0,0,0]
[{"$f":"IFERROR(IF($C$37>0,'H01'!Q83,-9999),-9999)","v":0},{"$f":"IFERROR(IF($C$38>0,'H02'!$Q83,-9999),-9999)","v":0},{"$f":"IFERROR(IF($C$39>0,'H03'!$Q83,-9999),-9999)","v":0},{"$f":"IFERROR(IF($C$40>0,'H04'!$Q83,-9999),-9999)","v":0},{"$f":"IFERROR(IF($C$41>0,'H05'!$Q83,-9999),-9999)","v":0},{"$f":"IFERROR(IF($C$42>0,'H06'!$Q83,-9999),-9999)","v":0},{"$f":"IFERROR(IF($C$43>0,'H07'!$Q83,-9999),-9999)","v":0},{"$f":"IFERROR(IF($C$44>0,'H08'!$Q83,-9999),-9999)","v":0},{"$f":"IFERROR(IF($C$45>0,'H09'!$Q83,-9999),-9999)","v":0},{"$f":"IFERROR(IF($C$46>0,'H10'!$Q83,-9999),-9999)","v":0},0,0,0,0]
[{"$f":"IFERROR(IF($C$37>0,'H01'!Q84,-9999),-9999)","v":0},{"$f":"IFERROR(IF($C$38>0,'H02'!$Q84,-9999),-9999)","v":0},{"$f":"IFERROR(IF($C$39>0,'H03'!$Q84,-9999),-9999)","v":0},{"$f":"IFERROR(IF($C$40>0,'H04'!$Q84,-9999),-9999)","v":0},{"$f":"IFERROR(IF($C$41>0,'H05'!$Q84,-9999),-9999)","v":0},{"$f":"IFERROR(IF($C$42>0,'H06'!$Q84,-9999),-9999)","v":0},{"$f":"IFERROR(IF($C$43>0,'H07'!$Q84,-9999),-9999)","v":0},{"$f":"IFERROR(IF($C$44>0,'H08'!$Q84,-9999),-9999)","v":0},{"$f":"IFERROR(IF($C$45>0,'H09'!$Q84,-9999),-9999)","v":0},{"$f":"IFERROR(IF($C$46>0,'H10'!$Q84,-9999),-9999)","v":0},0,0,0,0]
[{"$f":"IFERROR(IF($C$37>0,'H01'!Q85,-9999),-9999)","v":0},{"$f":"IFERROR(IF($C$38>0,'H02'!$Q85,-9999),-9999)","v":0},{"$f":"IFERROR(IF($C$39>0,'H03'!$Q85,-9999),-9999)","v":0},{"$f":"IFERROR(IF($C$40>0,'H04'!$Q85,-9999),-9999)","v":0},{"$f":"IFERROR(IF($C$41>0,'H05'!$Q85,-9999),-9999)","v":0},{"$f":"IFERROR(IF($C$42>0,'H06'!$Q85,-9999),-9999)","v":0},{"$f":"IFERROR(IF($C$43>0,'H07'!$Q85,-9999),-9999)","v":0},{"$f":"IFERROR(IF($C$44>0,'H08'!$Q85,-9999),-9999)","v":0},{"$f":"IFERROR(IF($C$45>0,'H09'!$Q85,-9999),-9999)","v":0},{"$f":"IFERROR(IF($C$46>0,'H10'!$Q85,-9999),-9999)","v":0},0,0,0,0]
[{"$f":"IFERROR(IF($C$37>0,'H01'!Q86,-9999),-9999)","v":0},{"$f":"IFERROR(IF($C$38>0,'H02'!$Q86,-9999),-9999)","v":0},{"$f":"IFERROR(IF($C$39>0,'H03'!$Q86,-9999),-9999)","v":0},{"$f":"IFERROR(IF($C$40>0,'H04'!$Q86,-9999),-9999)","v":0},{"$f":"IFERROR(IF($C$41>0,'H05'!$Q86,-9999),-9999)","v":0},{"$f":"IFERROR(IF($C$42>0,'H06'!$Q86,-9999),-9999)","v":0},{"$f":"IFERROR(IF($C$43>0,'H07'!$Q86,-9999),-9999)","v":0},{"$f":"IFERROR(IF($C$44>0,'H08'!$Q86,-9999),-9999)","v":0},{"$f":"IFERROR(IF($C$45>0,'H09'!$Q86,-9999),-9999)","v":0},{"$f":"IFERROR(IF($C$46>0,'H10'!$Q86,-9999),-9999)","v":0},0,0,0,0]
[{"$f":"IFERROR(IF($C$37>0,'H01'!Q87,-9999),-9999)","v":0},{"$f":"IFERROR(IF($C$38>0,'H02'!$Q87,-9999),-9999)","v":0},{"$f":"IFERROR(IF($C$39>0,'H03'!$Q87,-9999),-9999)","v":0},{"$f":"IFERROR(IF($C$40>0,'H04'!$Q87,-9999),-9999)","v":0},{"$f":"IFERROR(IF($C$41>0,'H05'!$Q87,-9999),-9999)","v":0},{"$f":"IFERROR(IF($C$42>0,'H06'!$Q87,-9999),-9999)","v":0},{"$f":"IFERROR(IF($C$43>0,'H07'!$Q87,-9999),-9999)","v":0},{"$f":"IFERROR(IF($C$44>0,'H08'!$Q87,-9999),-9999)","v":0},{"$f":"IFERROR(IF($C$45>0,'H09'!$Q87,-9999),-9999)","v":0},{"$f":"IFERROR(IF($C$46>0,'H10'!$Q87,-9999),-9999)","v":0},0,0,0,0]
[{"$f":"IFERROR(IF($C$37>0,'H01'!Q88,-9999),-9999)","v":0},{"$f":"IFERROR(IF($C$38>0,'H02'!$Q88,-9999),-9999)","v":0},{"$f":"IFERROR(IF($C$39>0,'H03'!$Q88,-9999),-9999)","v":0},{"$f":"IFERROR(IF($C$40>0,'H04'!$Q88,-9999),-9999)","v":0},{"$f":"IFERROR(IF($C$41>0,'H05'!$Q88,-9999),-9999)","v":0},{"$f":"IFERROR(IF($C$42>0,'H06'!$Q88,-9999),-9999)","v":0},{"$f":"IFERROR(IF($C$43>0,'H07'!$Q88,-9999),-9999)","v":0},{"$f":"IFERROR(IF($C$44>0,'H08'!$Q88,-9999),-9999)","v":0},{"$f":"IFERROR(IF($C$45>0,'H09'!$Q88,-9999),-9999)","v":0},{"$f":"IFERROR(IF($C$46>0,'H10'!$Q88,-9999),-9999)","v":0},0,0,0,0]
[{"$f":"IFERROR(IF($C$37>0,'H01'!Q89,-9999),-9999)","v":0},{"$f":"IFERROR(IF($C$38>0,'H02'!$Q89,-9999),-9999)","v":0},{"$f":"IFERROR(IF($C$39>0,'H03'!$Q89,-9999),-9999)","v":0},{"$f":"IFERROR(IF($C$40>0,'H04'!$Q89,-9999),-9999)","v":0},{"$f":"IFERROR(IF($C$41>0,'H05'!$Q89,-9999),-9999)","v":0},{"$f":"IFERROR(IF($C$42>0,'H06'!$Q89,-9999),-9999)","v":0},{"$f":"IFERROR(IF($C$43>0,'H07'!$Q89,-9999),-9999)","v":0},{"$f":"IFERROR(IF($C$44>0,'H08'!$Q89,-9999),-9999)","v":0},{"$f":"IFERROR(IF($C$45>0,'H09'!$Q89,-9999),-9999)","v":0},{"$f":"IFERROR(IF($C$46>0,'H10'!$Q89,-9999),-9999)","v":0},0,0,0,0]
[{"$f":"IFERROR(IF($C$37>0,'H01'!Q90,-9999),-9999)","v":0},{"$f":"IFERROR(IF($C$38>0,'H02'!$Q90,-9999),-9999)","v":0},{"$f":"IFERROR(IF($C$39>0,'H03'!$Q90,-9999),-9999)","v":0},{"$f":"IFERROR(IF($C$40>0,'H04'!$Q90,-9999),-9999)","v":0},{"$f":"IFERROR(IF($C$41>0,'H05'!$Q90,-9999),-9999)","v":0},{"$f":"IFERROR(IF($C$42>0,'H06'!$Q90,-9999),-9999)","v":0},{"$f":"IFERROR(IF($C$43>0,'H07'!$Q90,-9999),-9999)","v":0},{"$f":"IFERROR(IF($C$44>0,'H08'!$Q90,-9999),-9999)","v":0},{"$f":"IFERROR(IF($C$45>0,'H09'!$Q90,-9999),-9999)","v":0},{"$f":"IFERROR(IF($C$46>0,'H10'!$Q90,-9999),-9999)","v":0},0,0,0,0]
[{"$f":"IFERROR(IF($C$37>0,'H01'!Q91,-9999),-9999)","v":0},{"$f":"IFERROR(IF($C$38>0,'H02'!$Q91,-9999),-9999)","v":0},{"$f":"IFERROR(IF($C$39>0,'H03'!$Q91,-9999),-9999)","v":0},{"$f":"IFERROR(IF($C$40>0,'H04'!$Q91,-9999),-9999)","v":0},{"$f":"IFERROR(IF($C$41>0,'H05'!$Q91,-9999),-9999)","v":0},{"$f":"IFERROR(IF($C$42>0,'H06'!$Q91,-9999),-9999)","v":0},{"$f":"IFERROR(IF($C$43>0,'H07'!$Q91,-9999),-9999)","v":0},{"$f":"IFERROR(IF($C$44>0,'H08'!$Q91,-9999),-9999)","v":0},{"$f":"IFERROR(IF($C$45>0,'H09'!$Q91,-9999),-9999)","v":0},{"$f":"IFERROR(IF($C$46>0,'H10'!$Q91,-9999),-9999)","v":0},0,0,0,0]
[{"$f":"IFERROR(IF($C$37>0,'H01'!Q92,-9999),-9999)","v":0},{"$f":"IFERROR(IF($C$38>0,'H02'!$Q92,-9999),-9999)","v":0},{"$f":"IFERROR(IF($C$39>0,'H03'!$Q92,-9999),-9999)","v":0},{"$f":"IFERROR(IF($C$40>0,'H04'!$Q92,-9999),-9999)","v":0},{"$f":"IFERROR(IF($C$41>0,'H05'!$Q92,-9999),-9999)","v":0},{"$f":"IFERROR(IF($C$42>0,'H06'!$Q92,-9999),-9999)","v":0},{"$f":"IFERROR(IF($C$43>0,'H07'!$Q92,-9999),-9999)","v":0},{"$f":"IFERROR(IF($C$44>0,'H08'!$Q92,-9999),-9999)","v":0},{"$f":"IFERROR(IF($C$45>0,'H09'!$Q92,-9999),-9999)","v":0},{"$f":"IFERROR(IF($C$46>0,'H10'!$Q92,-9999),-9999)","v":0},0,0,0,0]
[{"$f":"IFERROR(IF($C$37>0,'H01'!Q93,-9999),-9999)","v":0},{"$f":"IFERROR(IF($C$38>0,'H02'!$Q93,-9999),-9999)","v":0},{"$f":"IFERROR(IF($C$39>0,'H03'!$Q93,-9999),-9999)","v":0},{"$f":"IFERROR(IF($C$40>0,'H04'!$Q93,-9999),-9999)","v":0},{"$f":"IFERROR(IF($C$41>0,'H05'!$Q93,-9999),-9999)","v":0},{"$f":"IFERROR(IF($C$42>0,'H06'!$Q93,-9999),-9999)","v":0},{"$f":"IFERROR(IF($C$43>0,'H07'!$Q93,-9999),-9999)","v":0},{"$f":"IFERROR(IF($C$44>0,'H08'!$Q93,-9999),-9999)","v":0},{"$f":"IFERROR(IF($C$45>0,'H09'!$Q93,-9999),-9999)","v":0},{"$f":"IFERROR(IF($C$46>0,'H10'!$Q93,-9999),-9999)","v":0},0,0,0,0]
[{"$f":"IFERROR(IF($C$37>0,'H01'!Q94,-9999),-9999)","v":0},{"$f":"IFERROR(IF($C$38>0,'H02'!$Q94,-9999),-9999)","v":0},{"$f":"IFERROR(IF($C$39>0,'H03'!$Q94,-9999),-9999)","v":0},{"$f":"IFERROR(IF($C$40>0,'H04'!$Q94,-9999),-9999)","v":0},{"$f":"IFERROR(IF($C$41>0,'H05'!$Q94,-9999),-9999)","v":0},{"$f":"IFERROR(IF($C$42>0,'H06'!$Q94,-9999),-9999)","v":0},{"$f":"IFERROR(IF($C$43>0,'H07'!$Q94,-9999),-9999)","v":0},{"$f":"IFERROR(IF($C$44>0,'H08'!$Q94,-9999),-9999)","v":0},{"$f":"IFERROR(IF($C$45>0,'H09'!$Q94,-9999),-9999)","v":0},{"$f":"IFERROR(IF($C$46>0,'H10'!$Q94,-9999),-9999)","v":0},0,0,0,0]
[{"$f":"IFERROR(IF($C$37>0,'H01'!Q95,-9999),-9999)","v":0},{"$f":"IFERROR(IF($C$38>0,'H02'!$Q95,-9999),-9999)","v":0},{"$f":"IFERROR(IF($C$39>0,'H03'!$Q95,-9999),-9999)","v":0},{"$f":"IFERROR(IF($C$40>0,'H04'!$Q95,-9999),-9999)","v":0},{"$f":"IFERROR(IF($C$41>0,'H05'!$Q95,-9999),-9999)","v":0},{"$f":"IFERROR(IF($C$42>0,'H06'!$Q95,-9999),-9999)","v":0},{"$f":"IFERROR(IF($C$43>0,'H07'!$Q95,-9999),-9999)","v":0},{"$f":"IFERROR(IF($C$44>0,'H08'!$Q95,-9999),-9999)","v":0},{"$f":"IFERROR(IF($C$45>0,'H09'!$Q95,-9999),-9999)","v":0},{"$f":"IFERROR(IF($C$46>0,'H10'!$Q95,-9999),-9999)","v":0},0,0,0,0]
[{"$f":"IFERROR(IF($C$37>0,'H01'!Q96,-9999),-9999)","v":0},{"$f":"IFERROR(IF($C$38>0,'H02'!$Q96,-9999),-9999)","v":0},{"$f":"IFERROR(IF($C$39>0,'H03'!$Q96,-9999),-9999)","v":0},{"$f":"IFERROR(IF($C$40>0,'H04'!$Q96,-9999),-9999)","v":0},{"$f":"IFERROR(IF($C$41>0,'H05'!$Q96,-9999),-9999)","v":0},{"$f":"IFERROR(IF($C$42>0,'H06'!$Q96,-9999),-9999)","v":0},{"$f":"IFERROR(IF($C$43>0,'H07'!$Q96,-9999),-9999)","v":0},{"$f":"IFERROR(IF($C$44>0,'H08'!$Q96,-9999),-9999)","v":0},{"$f":"IFERROR(IF($C$45>0,'H09'!$Q96,-9999),-9999)","v":0},{"$f":"IFERROR(IF($C$46>0,'H10'!$Q96,-9999),-9999)","v":0},0,0,0,0]
[{"$f":"IFERROR(IF($C$37>0,'H01'!Q97,-9999),-9999)","v":0},{"$f":"IFERROR(IF($C$38>0,'H02'!$Q97,-9999),-9999)","v":0},{"$f":"IFERROR(IF($C$39>0,'H03'!$Q97,-9999),-9999)","v":0},{"$f":"IFERROR(IF($C$40>0,'H04'!$Q97,-9999),-9999)","v":0},{"$f":"IFERROR(IF($C$41>0,'H05'!$Q97,-9999),-9999)","v":0},{"$f":"IFERROR(IF($C$42>0,'H06'!$Q97,-9999),-9999)","v":0},{"$f":"IFERROR(IF($C$43>0,'H07'!$Q97,-9999),-9999)","v":0},{"$f":"IFERROR(IF($C$44>0,'H08'!$Q97,-9999),-9999)","v":0},{"$f":"IFERROR(IF($C$45>0,'H09'!$Q97,-9999),-9999)","v":0},{"$f":"IFERROR(IF($C$46>0,'H10'!$Q97,-9999),-9999)","v":0},0,0,0,0]
[{"$f":"IFERROR(IF($C$37>0,'H01'!Q98,-9999),-9999)","v":0},{"$f":"IFERROR(IF($C$38>0,'H02'!$Q98,-9999),-9999)","v":0},{"$f":"IFERROR(IF($C$39>0,'H03'!$Q98,-9999),-9999)","v":0},{"$f":"IFERROR(IF($C$40>0,'H04'!$Q98,-9999),-9999)","v":0},{"$f":"IFERROR(IF($C$41>0,'H05'!$Q98,-9999),-9999)","v":0},{"$f":"IFERROR(IF($C$42>0,'H06'!$Q98,-9999),-9999)","v":0},{"$f":"IFERROR(IF($C$43>0,'H07'!$Q98,-9999),-9999)","v":0},{"$f":"IFERROR(IF($C$44>0,'H08'!$Q98,-9999),-9999)","v":0},{"$f":"IFERROR(IF($C$45>0,'H09'!$Q98,-9999),-9999)","v":0},{"$f":"IFERROR(IF($C$46>0,'H10'!$Q98,-9999),-9999)","v":0},0,0,0,0]
[{"$f":"IFERROR(IF($C$37>0,'H01'!Q99,-9999),-9999)","v":0},{"$f":"IFERROR(IF($C$38>0,'H02'!$Q99,-9999),-9999)","v":0},{"$f":"IFERROR(IF($C$39>0,'H03'!$Q99,-9999),-9999)","v":0},{"$f":"IFERROR(IF($C$40>0,'H04'!$Q99,-9999),-9999)","v":0},{"$f":"IFERROR(IF($C$41>0,'H05'!$Q99,-9999),-9999)","v":0},{"$f":"IFERROR(IF($C$42>0,'H06'!$Q99,-9999),-9999)","v":0},{"$f":"IFERROR(IF($C$43>0,'H07'!$Q99,-9999),-9999)","v":0},{"$f":"IFERROR(IF($C$44>0,'H08'!$Q99,-9999),-9999)","v":0},{"$f":"IFERROR(IF($C$45>0,'H09'!$Q99,-9999),-9999)","v":0},{"$f":"IFERROR(IF($C$46>0,'H10'!$Q99,-9999),-9999)","v":0},0,0,0,0]
[{"$f":"IFERROR(IF($C$37>0,'H01'!Q100,-9999),-9999)","v":0},{"$f":"IFERROR(IF($C$38>0,'H02'!$Q100,-9999),-9999)","v":0},{"$f":"IFERROR(IF($C$39>0,'H03'!$Q100,-9999),-9999)","v":0},{"$f":"IFERROR(IF($C$40>0,'H04'!$Q100,-9999),-9999)","v":0},{"$f":"IFERROR(IF($C$41>0,'H05'!$Q100,-9999),-9999)","v":0},{"$f":"IFERROR(IF($C$42>0,'H06'!$Q100,-9999),-9999)","v":0},{"$f":"IFERROR(IF($C$43>0,'H07'!$Q100,-9999),-9999)","v":0},{"$f":"IFERROR(IF($C$44>0,'H08'!$Q100,-9999),-9999)","v":0},{"$f":"IFERROR(IF($C$45>0,'H09'!$Q100,-9999),-9999)","v":0},{"$f":"IFERROR(IF($C$46>0,'H10'!$Q100,-9999),-9999)","v":0},0,0,0,0]
[{"$f":"IFERROR(IF($C$37>0,'H01'!Q101,-9999),-9999)","v":0},{"$f":"IFERROR(IF($C$38>0,'H02'!$Q101,-9999),-9999)","v":0},{"$f":"IFERROR(IF($C$39>0,'H03'!$Q101,-9999),-9999)","v":0},{"$f":"IFERROR(IF($C$40>0,'H04'!$Q101,-9999),-9999)","v":0},{"$f":"IFERROR(IF($C$41>0,'H05'!$Q101,-9999),-9999)","v":0},{"$f":"IFERROR(IF($C$42>0,'H06'!$Q101,-9999),-9999)","v":0},{"$f":"IFERROR(IF($C$43>0,'H07'!$Q101,-9999),-9999)","v":0},{"$f":"IFERROR(IF($C$44>0,'H08'!$Q101,-9999),-9999)","v":0},{"$f":"IFERROR(IF($C$45>0,'H09'!$Q101,-9999),-9999)","v":0},{"$f":"IFERROR(IF($C$46>0,'H10'!$Q101,-9999),-9999)","v":0},0,{"$f":"$F$28","v":0},{"$f":"$H$28","v":0},{"$f":"$J$28","v":0}]
[{"$f":"IFERROR(IF($C$37>0,'H01'!Q102,-9999),-9999)","v":0},{"$f":"IFERROR(IF($C$38>0,'H02'!$Q102,-9999),-9999)","v":0},{"$f":"IFERROR(IF($C$39>0,'H03'!$Q102,-9999),-9999)","v":0},{"$f":"IFERROR(IF($C$40>0,'H04'!$Q102,-9999),-9999)","v":0},{"$f":"IFERROR(IF($C$41>0,'H05'!$Q102,-9999),-9999)","v":0},{"$f":"IFERROR(IF($C$42>0,'H06'!$Q102,-9999),-9999)","v":0},{"$f":"IFERROR(IF($C$43>0,'H07'!$Q102,-9999),-9999)","v":0},{"$f":"IFERROR(IF($C$44>0,'H08'!$Q102,-9999),-9999)","v":0},{"$f":"IFERROR(IF($C$45>0,'H09'!$Q102,-9999),-9999)","v":0},{"$f":"IFERROR(IF($C$46>0,'H10'!$Q102,-9999),-9999)","v":0},0,0,0,0]
[{"$f":"IFERROR(IF($C$37>0,'H01'!Q103,-9999),-9999)","v":0},{"$f":"IFERROR(IF($C$38>0,'H02'!$Q103,-9999),-9999)","v":0},{"$f":"IFERROR(IF($C$39>0,'H03'!$Q103,-9999),-9999)","v":0},{"$f":"IFERROR(IF($C$40>0,'H04'!$Q103,-9999),-9999)","v":0},{"$f":"IFERROR(IF($C$41>0,'H05'!$Q103,-9999),-9999)","v":0},{"$f":"IFERROR(IF($C$42>0,'H06'!$Q103,-9999),-9999)","v":0},{"$f":"IFERROR(IF($C$43>0,'H07'!$Q103,-9999),-9999)","v":0},{"$f":"IFERROR(IF($C$44>0,'H08'!$Q103,-9999),-9999)","v":0},{"$f":"IFERROR(IF($C$45>0,'H09'!$Q103,-9999),-9999)","v":0},{"$f":"IFERROR(IF($C$46>0,'H10'!$Q103,-9999),-9999)","v":0},0,0,0,0]
[{"$f":"IFERROR(IF($C$37>0,'H01'!Q104,-9999),-9999)","v":0},{"$f":"IFERROR(IF($C$38>0,'H02'!$Q104,-9999),-9999)","v":0},{"$f":"IFERROR(IF($C$39>0,'H03'!$Q104,-9999),-9999)","v":0},{"$f":"IFERROR(IF($C$40>0,'H04'!$Q104,-9999),-9999)","v":0},{"$f":"IFERROR(IF($C$41>0,'H05'!$Q104,-9999),-9999)","v":0},{"$f":"IFERROR(IF($C$42>0,'H06'!$Q104,-9999),-9999)","v":0},{"$f":"IFERROR(IF($C$43>0,'H07'!$Q104,-9999),-9999)","v":0},{"$f":"IFERROR(IF($C$44>0,'H08'!$Q104,-9999),-9999)","v":0},{"$f":"IFERROR(IF($C$45>0,'H09'!$Q104,-9999),-9999)","v":0},{"$f":"IFERROR(IF($C$46>0,'H10'!$Q104,-9999),-9999)","v":0},0,0,0,0]
[{"$f":"IFERROR(IF($C$37>0,'H01'!Q105,-9999),-9999)","v":0},{"$f":"IFERROR(IF($C$38>0,'H02'!$Q105,-9999),-9999)","v":0},{"$f":"IFERROR(IF($C$39>0,'H03'!$Q105,-9999),-9999)","v":0},{"$f":"IFERROR(IF($C$40>0,'H04'!$Q105,-9999),-9999)","v":0},{"$f":"IFERROR(IF($C$41>0,'H05'!$Q105,-9999),-9999)","v":0},{"$f":"IFERROR(IF($C$42>0,'H06'!$Q105,-9999),-9999)","v":0},{"$f":"IFERROR(IF($C$43>0,'H07'!$Q105,-9999),-9999)","v":0},{"$f":"IFERROR(IF($C$44>0,'H08'!$Q105,-9999),-9999)","v":0},{"$f":"IFERROR(IF($C$45>0,'H09'!$Q105,-9999),-9999)","v":0},{"$f":"IFERROR(IF($C$46>0,'H10'!$Q105,-9999),-9999)","v":0},0,0,0,0]
[{"$f":"IFERROR(IF($C$37>0,'H01'!Q106,-9999),-9999)","v":0},{"$f":"IFERROR(IF($C$38>0,'H02'!$Q106,-9999),-9999)","v":0},{"$f":"IFERROR(IF($C$39>0,'H03'!$Q106,-9999),-9999)","v":0},{"$f":"IFERROR(IF($C$40>0,'H04'!$Q106,-9999),-9999)","v":0},{"$f":"IFERROR(IF($C$41>0,'H05'!$Q106,-9999),-9999)","v":0},{"$f":"IFERROR(IF($C$42>0,'H06'!$Q106,-9999),-9999)","v":0},{"$f":"IFERROR(IF($C$43>0,'H07'!$Q106,-9999),-9999)","v":0},{"$f":"IFERROR(IF($C$44>0,'H08'!$Q106,-9999),-9999)","v":0},{"$f":"IFERROR(IF($C$45>0,'H09'!$Q106,-9999),-9999)","v":0},{"$f":"IFERROR(IF($C$46>0,'H10'!$Q106,-9999),-9999)","v":0},0,0,0,0]
[{"$f":"IFERROR(IF($C$37>0,'H01'!Q107,-9999),-9999)","v":0},{"$f":"IFERROR(IF($C$38>0,'H02'!$Q107,-9999),-9999)","v":0},{"$f":"IFERROR(IF($C$39>0,'H03'!$Q107,-9999),-9999)","v":0},{"$f":"IFERROR(IF($C$40>0,'H04'!$Q107,-9999),-9999)","v":0},{"$f":"IFERROR(IF($C$41>0,'H05'!$Q107,-9999),-9999)","v":0},{"$f":"IFERROR(IF($C$42>0,'H06'!$Q107,-9999),-9999)","v":0},{"$f":"IFERROR(IF($C$43>0,'H07'!$Q107,-9999),-9999)","v":0},{"$f":"IFERROR(IF($C$44>0,'H08'!$Q107,-9999),-9999)","v":0},{"$f":"IFERROR(IF($C$45>0,'H09'!$Q107,-9999),-9999)","v":0},{"$f":"IFERROR(IF($C$46>0,'H10'!$Q107,-9999),-9999)","v":0},0,0,0,0]
[{"$f":"IFERROR(IF($C$37>0,'H01'!Q108,-9999),-9999)","v":0},{"$f":"IFERROR(IF($C$38>0,'H02'!$Q108,-9999),-9999)","v":0},{"$f":"IFERROR(IF($C$39>0,'H03'!$Q108,-9999),-9999)","v":0},{"$f":"IFERROR(IF($C$40>0,'H04'!$Q108,-9999),-9999)","v":0},{"$f":"IFERROR(IF($C$41>0,'H05'!$Q108,-9999),-9999)","v":0},{"$f":"IFERROR(IF($C$42>0,'H06'!$Q108,-9999),-9999)","v":0},{"$f":"IFERROR(IF($C$43>0,'H07'!$Q108,-9999),-9999)","v":0},{"$f":"IFERROR(IF($C$44>0,'H08'!$Q108,-9999),-9999)","v":0},{"$f":"IFERROR(IF($C$45>0,'H09'!$Q108,-9999),-9999)","v":0},{"$f":"IFERROR(IF($C$46>0,'H10'!$Q108,-9999),-9999)","v":0},0,0,0,0]
[{"$f":"IFERROR(IF($C$37>0,'H01'!Q109,-9999),-9999)","v":0},{"$f":"IFERROR(IF($C$38>0,'H02'!$Q109,-9999),-9999)","v":0},{"$f":"IFERROR(IF($C$39>0,'H03'!$Q109,-9999),-9999)","v":0},{"$f":"IFERROR(IF($C$40>0,'H04'!$Q109,-9999),-9999)","v":0},{"$f":"IFERROR(IF($C$41>0,'H05'!$Q109,-9999),-9999)","v":0},{"$f":"IFERROR(IF($C$42>0,'H06'!$Q109,-9999),-9999)","v":0},{"$f":"IFERROR(IF($C$43>0,'H07'!$Q109,-9999),-9999)","v":0},{"$f":"IFERROR(IF($C$44>0,'H08'!$Q109,-9999),-9999)","v":0},{"$f":"IFERROR(IF($C$45>0,'H09'!$Q109,-9999),-9999)","v":0},{"$f":"IFERROR(IF($C$46>0,'H10'!$Q109,-9999),-9999)","v":0},0,0,0,0]
[{"$f":"IFERROR(IF($C$37>0,'H01'!Q110,-9999),-9999)","v":0},{"$f":"IFERROR(IF($C$38>0,'H02'!$Q110,-9999),-9999)","v":0},{"$f":"IFERROR(IF($C$39>0,'H03'!$Q110,-9999),-9999)","v":0},{"$f":"IFERROR(IF($C$40>0,'H04'!$Q110,-9999),-9999)","v":0},{"$f":"IFERROR(IF($C$41>0,'H05'!$Q110,-9999),-9999)","v":0},{"$f":"IFERROR(IF($C$42>0,'H06'!$Q110,-9999),-9999)","v":0},{"$f":"IFERROR(IF($C$43>0,'H07'!$Q110,-9999),-9999)","v":0},{"$f":"IFERROR(IF($C$44>0,'H08'!$Q110,-9999),-9999)","v":0},{"$f":"IFERROR(IF($C$45>0,'H09'!$Q110,-9999),-9999)","v":0},{"$f":"IFERROR(IF($C$46>0,'H10'!$Q110,-9999),-9999)","v":0},0,0,0,0]
[{"$f":"IFERROR(IF($C$37>0,'H01'!Q111,-9999),-9999)","v":0},{"$f":"IFERROR(IF($C$38>0,'H02'!$Q111,-9999),-9999)","v":0},{"$f":"IFERROR(IF($C$39>0,'H03'!$Q111,-9999),-9999)","v":0},{"$f":"IFERROR(IF($C$40>0,'H04'!$Q111,-9999),-9999)","v":0},{"$f":"IFERROR(IF($C$41>0,'H05'!$Q111,-9999),-9999)","v":0},{"$f":"IFERROR(IF($C$42>0,'H06'!$Q111,-9999),-9999)","v":0},{"$f":"IFERROR(IF($C$43>0,'H07'!$Q111,-9999),-9999)","v":0},{"$f":"IFERROR(IF($C$44>0,'H08'!$Q111,-9999),-9999)","v":0},{"$f":"IFERROR(IF($C$45>0,'H09'!$Q111,-9999),-9999)","v":0},{"$f":"IFERROR(IF($C$46>0,'H10'!$Q111,-9999),-9999)","v":0},0,0,0,0]
[{"$f":"IFERROR(IF($C$37>0,'H01'!Q112,-9999),-9999)","v":0},{"$f":"IFERROR(IF($C$38>0,'H02'!$Q112,-9999),-9999)","v":0},{"$f":"IFERROR(IF($C$39>0,'H03'!$Q112,-9999),-9999)","v":0},{"$f":"IFERROR(IF($C$40>0,'H04'!$Q112,-9999),-9999)","v":0},{"$f":"IFERROR(IF($C$41>0,'H05'!$Q112,-9999),-9999)","v":0},{"$f":"IFERROR(IF($C$42>0,'H06'!$Q112,-9999),-9999)","v":0},{"$f":"IFERROR(IF($C$43>0,'H07'!$Q112,-9999),-9999)","v":0},{"$f":"IFERROR(IF($C$44>0,'H08'!$Q112,-9999),-9999)","v":0},{"$f":"IFERROR(IF($C$45>0,'H09'!$Q112,-9999),-9999)","v":0},{"$f":"IFERROR(IF($C$46>0,'H10'!$Q112,-9999),-9999)","v":0},0,0,0,0]
[{"$f":"IFERROR(IF($C$37>0,'H01'!Q113,-9999),-9999)","v":0},{"$f":"IFERROR(IF($C$38>0,'H02'!$Q113,-9999),-9999)","v":0},{"$f":"IFERROR(IF($C$39>0,'H03'!$Q113,-9999),-9999)","v":0},{"$f":"IFERROR(IF($C$40>0,'H04'!$Q113,-9999),-9999)","v":0},{"$f":"IFERROR(IF($C$41>0,'H05'!$Q113,-9999),-9999)","v":0},{"$f":"IFERROR(IF($C$42>0,'H06'!$Q113,-9999),-9999)","v":0},{"$f":"IFERROR(IF($C$43>0,'H07'!$Q113,-9999),-9999)","v":0},{"$f":"IFERROR(IF($C$44>0,'H08'!$Q113,-9999),-9999)","v":0},{"$f":"IFERROR(IF($C$45>0,'H09'!$Q113,-9999),-9999)","v":0},{"$f":"IFERROR(IF($C$46>0,'H10'!$Q113,-9999),-9999)","v":0},0,0,0,0]
[{"$f":"IFERROR(IF($C$37>0,'H01'!Q114,-9999),-9999)","v":0},{"$f":"IFERROR(IF($C$38>0,'H02'!$Q114,-9999),-9999)","v":0},{"$f":"IFERROR(IF($C$39>0,'H03'!$Q114,-9999),-9999)","v":0},{"$f":"IFERROR(IF($C$40>0,'H04'!$Q114,-9999),-9999)","v":0},{"$f":"IFERROR(IF($C$41>0,'H05'!$Q114,-9999),-9999)","v":0},{"$f":"IFERROR(IF($C$42>0,'H06'!$Q114,-9999),-9999)","v":0},{"$f":"IFERROR(IF($C$43>0,'H07'!$Q114,-9999),-9999)","v":0},{"$f":"IFERROR(IF($C$44>0,'H08'!$Q114,-9999),-9999)","v":0},{"$f":"IFERROR(IF($C$45>0,'H09'!$Q114,-9999),-9999)","v":0},{"$f":"IFERROR(IF($C$46>0,'H10'!$Q114,-9999),-9999)","v":0},0,0,0,0]
[{"$f":"IFERROR(IF($C$37>0,'H01'!Q115,-9999),-9999)","v":0},{"$f":"IFERROR(IF($C$38>0,'H02'!$Q115,-9999),-9999)","v":0},{"$f":"IFERROR(IF($C$39>0,'H03'!$Q115,-9999),-9999)","v":0},{"$f":"IFERROR(IF($C$40>0,'H04'!$Q115,-9999),-9999)","v":0},{"$f":"IFERROR(IF($C$41>0,'H05'!$Q115,-9999),-9999)","v":0},{"$f":"IFERROR(IF($C$42>0,'H06'!$Q115,-9999),-9999)","v":0},{"$f":"IFERROR(IF($C$43>0,'H07'!$Q115,-9999),-9999)","v":0},{"$f":"IFERROR(IF($C$44>0,'H08'!$Q115,-9999),-9999)","v":0},{"$f":"IFERROR(IF($C$45>0,'H09'!$Q115,-9999),-9999)","v":0},{"$f":"IFERROR(IF($C$46>0,'H10'!$Q115,-9999),-9999)","v":0},0,0,0,0]
[{"$f":"IFERROR(IF($C$37>0,'H01'!Q116,-9999),-9999)","v":0},{"$f":"IFERROR(IF($C$38>0,'H02'!$Q116,-9999),-9999)","v":0},{"$f":"IFERROR(IF($C$39>0,'H03'!$Q116,-9999),-9999)","v":0},{"$f":"IFERROR(IF($C$40>0,'H04'!$Q116,-9999),-9999)","v":0},{"$f":"IFERROR(IF($C$41>0,'H05'!$Q116,-9999),-9999)","v":0},{"$f":"IFERROR(IF($C$42>0,'H06'!$Q116,-9999),-9999)","v":0},{"$f":"IFERROR(IF($C$43>0,'H07'!$Q116,-9999),-9999)","v":0},{"$f":"IFERROR(IF($C$44>0,'H08'!$Q116,-9999),-9999)","v":0},{"$f":"IFERROR(IF($C$45>0,'H09'!$Q116,-9999),-9999)","v":0},{"$f":"IFERROR(IF($C$46>0,'H10'!$Q116,-9999),-9999)","v":0},0,0,0,0]
[{"$f":"IFERROR(IF($C$37>0,'H01'!Q117,-9999),-9999)","v":0},{"$f":"IFERROR(IF($C$38>0,'H02'!$Q117,-9999),-9999)","v":0},{"$f":"IFERROR(IF($C$39>0,'H03'!$Q117,-9999),-9999)","v":0},{"$f":"IFERROR(IF($C$40>0,'H04'!$Q117,-9999),-9999)","v":0},{"$f":"IFERROR(IF($C$41>0,'H05'!$Q117,-9999),-9999)","v":0},{"$f":"IFERROR(IF($C$42>0,'H06'!$Q117,-9999),-9999)","v":0},{"$f":"IFERROR(IF($C$43>0,'H07'!$Q117,-9999),-9999)","v":0},{"$f":"IFERROR(IF($C$44>0,'H08'!$Q117,-9999),-9999)","v":0},{"$f":"IFERROR(IF($C$45>0,'H09'!$Q117,-9999),-9999)","v":0},{"$f":"IFERROR(IF($C$46>0,'H10'!$Q117,-9999),-9999)","v":0},0,0,0,0]
[{"$f":"IFERROR(IF($C$37>0,'H01'!Q118,-9999),-9999)","v":0},{"$f":"IFERROR(IF($C$38>0,'H02'!$Q118,-9999),-9999)","v":0},{"$f":"IFERROR(IF($C$39>0,'H03'!$Q118,-9999),-9999)","v":0},{"$f":"IFERROR(IF($C$40>0,'H04'!$Q118,-9999),-9999)","v":0},{"$f":"IFERROR(IF($C$41>0,'H05'!$Q118,-9999),-9999)","v":0},{"$f":"IFERROR(IF($C$42>0,'H06'!$Q118,-9999),-9999)","v":0},{"$f":"IFERROR(IF($C$43>0,'H07'!$Q118,-9999),-9999)","v":0},{"$f":"IFERROR(IF($C$44>0,'H08'!$Q118,-9999),-9999)","v":0},{"$f":"IFERROR(IF($C$45>0,'H09'!$Q118,-9999),-9999)","v":0},{"$f":"IFERROR(IF($C$46>0,'H10'!$Q118,-9999),-9999)","v":0},0,0,0,0]
[{"$f":"IFERROR(IF($C$37>0,'H01'!Q119,-9999),-9999)","v":0},{"$f":"IFERROR(IF($C$38>0,'H02'!$Q119,-9999),-9999)","v":0},{"$f":"IFERROR(IF($C$39>0,'H03'!$Q119,-9999),-9999)","v":0},{"$f":"IFERROR(IF($C$40>0,'H04'!$Q119,-9999),-9999)","v":0},{"$f":"IFERROR(IF($C$41>0,'H05'!$Q119,-9999),-9999)","v":0},{"$f":"IFERROR(IF($C$42>0,'H06'!$Q119,-9999),-9999)","v":0},{"$f":"IFERROR(IF($C$43>0,'H07'!$Q119,-9999),-9999)","v":0},{"$f":"IFERROR(IF($C$44>0,'H08'!$Q119,-9999),-9999)","v":0},{"$f":"IFERROR(IF($C$45>0,'H09'!$Q119,-9999),-9999)","v":0},{"$f":"IFERROR(IF($C$46>0,'H10'!$Q119,-9999),-9999)","v":0},0,0,0,0]
[{"$f":"IFERROR(IF($C$37>0,'H01'!Q120,-9999),-9999)","v":0},{"$f":"IFERROR(IF($C$38>0,'H02'!$Q120,-9999),-9999)","v":0},{"$f":"IFERROR(IF($C$39>0,'H03'!$Q120,-9999),-9999)","v":0},{"$f":"IFERROR(IF($C$40>0,'H04'!$Q120,-9999),-9999)","v":0},{"$f":"IFERROR(IF($C$41>0,'H05'!$Q120,-9999),-9999)","v":0},{"$f":"IFERROR(IF($C$42>0,'H06'!$Q120,-9999),-9999)","v":0},{"$f":"IFERROR(IF($C$43>0,'H07'!$Q120,-9999),-9999)","v":0},{"$f":"IFERROR(IF($C$44>0,'H08'!$Q120,-9999),-9999)","v":0},{"$f":"IFERROR(IF($C$45>0,'H09'!$Q120,-9999),-9999)","v":0},{"$f":"IFERROR(IF($C$46>0,'H10'!$Q120,-9999),-9999)","v":0},0,0,0,0]
[{"$f":"IFERROR(IF($C$37>0,'H01'!Q121,-9999),-9999)","v":0},{"$f":"IFERROR(IF($C$38>0,'H02'!$Q121,-9999),-9999)","v":0},{"$f":"IFERROR(IF($C$39>0,'H03'!$Q121,-9999),-9999)","v":0},{"$f":"IFERROR(IF($C$40>0,'H04'!$Q121,-9999),-9999)","v":0},{"$f":"IFERROR(IF($C$41>0,'H05'!$Q121,-9999),-9999)","v":0},{"$f":"IFERROR(IF($C$42>0,'H06'!$Q121,-9999),-9999)","v":0},{"$f":"IFERROR(IF($C$43>0,'H07'!$Q121,-9999),-9999)","v":0},{"$f":"IFERROR(IF($C$44>0,'H08'!$Q121,-9999),-9999)","v":0},{"$f":"IFERROR(IF($C$45>0,'H09'!$Q121,-9999),-9999)","v":0},{"$f":"IFERROR(IF($C$46>0,'H10'!$Q121,-9999),-9999)","v":0},0,0,0,0]
[{"$f":"IFERROR(IF($C$37>0,'H01'!Q122,-9999),-9999)","v":0},{"$f":"IFERROR(IF($C$38>0,'H02'!$Q122,-9999),-9999)","v":0},{"$f":"IFERROR(IF($C$39>0,'H03'!$Q122,-9999),-9999)","v":0},{"$f":"IFERROR(IF($C$40>0,'H04'!$Q122,-9999),-9999)","v":0},{"$f":"IFERROR(IF($C$41>0,'H05'!$Q122,-9999),-9999)","v":0},{"$f":"IFERROR(IF($C$42>0,'H06'!$Q122,-9999),-9999)","v":0},{"$f":"IFERROR(IF($C$43>0,'H07'!$Q122,-9999),-9999)","v":0},{"$f":"IFERROR(IF($C$44>0,'H08'!$Q122,-9999),-9999)","v":0},{"$f":"IFERROR(IF($C$45>0,'H09'!$Q122,-9999),-9999)","v":0},{"$f":"IFERROR(IF($C$46>0,'H10'!$Q122,-9999),-9999)","v":0},0,0,0,0]
[{"$f":"IFERROR(IF($C$37>0,'H01'!Q123,-9999),-9999)","v":0},{"$f":"IFERROR(IF($C$38>0,'H02'!$Q123,-9999),-9999)","v":0},{"$f":"IFERROR(IF($C$39>0,'H03'!$Q123,-9999),-9999)","v":0},{"$f":"IFERROR(IF($C$40>0,'H04'!$Q123,-9999),-9999)","v":0},{"$f":"IFERROR(IF($C$41>0,'H05'!$Q123,-9999),-9999)","v":0},{"$f":"IFERROR(IF($C$42>0,'H06'!$Q123,-9999),-9999)","v":0},{"$f":"IFERROR(IF($C$43>0,'H07'!$Q123,-9999),-9999)","v":0},{"$f":"IFERROR(IF($C$44>0,'H08'!$Q123,-9999),-9999)","v":0},{"$f":"IFERROR(IF($C$45>0,'H09'!$Q123,-9999),-9999)","v":0},{"$f":"IFERROR(IF($C$46>0,'H10'!$Q123,-9999),-9999)","v":0},0,0,0,0]
[{"$f":"IFERROR(IF($C$37>0,'H01'!Q124,-9999),-9999)","v":0},{"$f":"IFERROR(IF($C$38>0,'H02'!$Q124,-9999),-9999)","v":0},{"$f":"IFERROR(IF($C$39>0,'H03'!$Q124,-9999),-9999)","v":0},{"$f":"IFERROR(IF($C$40>0,'H04'!$Q124,-9999),-9999)","v":0},{"$f":"IFERROR(IF($C$41>0,'H05'!$Q124,-9999),-9999)","v":0},{"$f":"IFERROR(IF($C$42>0,'H06'!$Q124,-9999),-9999)","v":0},{"$f":"IFERROR(IF($C$43>0,'H07'!$Q124,-9999),-9999)","v":0},{"$f":"IFERROR(IF($C$44>0,'H08'!$Q124,-9999),-9999)","v":0},{"$f":"IFERROR(IF($C$45>0,'H09'!$Q124,-9999),-9999)","v":0},{"$f":"IFERROR(IF($C$46>0,'H10'!$Q124,-9999),-9999)","v":0},0,0,0,0]
[{"$f":"IFERROR(IF($C$37>0,'H01'!Q125,-9999),-9999)","v":0},{"$f":"IFERROR(IF($C$38>0,'H02'!$Q125,-9999),-9999)","v":0},{"$f":"IFERROR(IF($C$39>0,'H03'!$Q125,-9999),-9999)","v":0},{"$f":"IFERROR(IF($C$40>0,'H04'!$Q125,-9999),-9999)","v":0},{"$f":"IFERROR(IF($C$41>0,'H05'!$Q125,-9999),-9999)","v":0},{"$f":"IFERROR(IF($C$42>0,'H06'!$Q125,-9999),-9999)","v":0},{"$f":"IFERROR(IF($C$43>0,'H07'!$Q125,-9999),-9999)","v":0},{"$f":"IFERROR(IF($C$44>0,'H08'!$Q125,-9999),-9999)","v":0},{"$f":"IFERROR(IF($C$45>0,'H09'!$Q125,-9999),-9999)","v":0},{"$f":"IFERROR(IF($C$46>0,'H10'!$Q125,-9999),-9999)","v":0},0,0,0,0]
[{"$f":"IFERROR(IF($C$37>0,'H01'!Q126,-9999),-9999)","v":0},{"$f":"IFERROR(IF($C$38>0,'H02'!$Q126,-9999),-9999)","v":0},{"$f":"IFERROR(IF($C$39>0,'H03'!$Q126,-9999),-9999)","v":0},{"$f":"IFERROR(IF($C$40>0,'H04'!$Q126,-9999),-9999)","v":0},{"$f":"IFERROR(IF($C$41>0,'H05'!$Q126,-9999),-9999)","v":0},{"$f":"IFERROR(IF($C$42>0,'H06'!$Q126,-9999),-9999)","v":0},{"$f":"IFERROR(IF($C$43>0,'H07'!$Q126,-9999),-9999)","v":0},{"$f":"IFERROR(IF($C$44>0,'H08'!$Q126,-9999),-9999)","v":0},{"$f":"IFERROR(IF($C$45>0,'H09'!$Q126,-9999),-9999)","v":0},{"$f":"IFERROR(IF($C$46>0,'H10'!$Q126,-9999),-9999)","v":0},0,0,0,0]
[{"$f":"IFERROR(IF($C$37>0,'H01'!Q127,-9999),-9999)","v":0},{"$f":"IFERROR(IF($C$38>0,'H02'!$Q127,-9999),-9999)","v":0},{"$f":"IFERROR(IF($C$39>0,'H03'!$Q127,-9999),-9999)","v":0},{"$f":"IFERROR(IF($C$40>0,'H04'!$Q127,-9999),-9999)","v":0},{"$f":"IFERROR(IF($C$41>0,'H05'!$Q127,-9999),-9999)","v":0},{"$f":"IFERROR(IF($C$42>0,'H06'!$Q127,-9999),-9999)","v":0},{"$f":"IFERROR(IF($C$43>0,'H07'!$Q127,-9999),-9999)","v":0},{"$f":"IFERROR(IF($C$44>0,'H08'!$Q127,-9999),-9999)","v":0},{"$f":"IFERROR(IF($C$45>0,'H09'!$Q127,-9999),-9999)","v":0},{"$f":"IFERROR(IF($C$46>0,'H10'!$Q127,-9999),-9999)","v":0},0,0,0,0]
[{"$f":"IFERROR(IF($C$37>0,'H01'!Q128,-9999),-9999)","v":0},{"$f":"IFERROR(IF($C$38>0,'H02'!$Q128,-9999),-9999)","v":0},{"$f":"IFERROR(IF($C$39>0,'H03'!$Q128,-9999),-9999)","v":0},{"$f":"IFERROR(IF($C$40>0,'H04'!$Q128,-9999),-9999)","v":0},{"$f":"IFERROR(IF($C$41>0,'H05'!$Q128,-9999),-9999)","v":0},{"$f":"IFERROR(IF($C$42>0,'H06'!$Q128,-9999),-9999)","v":0},{"$f":"IFERROR(IF($C$43>0,'H07'!$Q128,-9999),-9999)","v":0},{"$f":"IFERROR(IF($C$44>0,'H08'!$Q128,-9999),-9999)","v":0},{"$f":"IFERROR(IF($C$45>0,'H09'!$Q128,-9999),-9999)","v":0},{"$f":"IFERROR(IF($C$46>0,'H10'!$Q128,-9999),-9999)","v":0},0,0,0,0]
[{"$f":"IFERROR(IF($C$37>0,'H01'!Q129,-9999),-9999)","v":0},{"$f":"IFERROR(IF($C$38>0,'H02'!$Q129,-9999),-9999)","v":0},{"$f":"IFERROR(IF($C$39>0,'H03'!$Q129,-9999),-9999)","v":0},{"$f":"IFERROR(IF($C$40>0,'H04'!$Q129,-9999),-9999)","v":0},{"$f":"IFERROR(IF($C$41>0,'H05'!$Q129,-9999),-9999)","v":0},{"$f":"IFERROR(IF($C$42>0,'H06'!$Q129,-9999),-9999)","v":0},{"$f":"IFERROR(IF($C$43>0,'H07'!$Q129,-9999),-9999)","v":0},{"$f":"IFERROR(IF($C$44>0,'H08'!$Q129,-9999),-9999)","v":0},{"$f":"IFERROR(IF($C$45>0,'H09'!$Q129,-9999),-9999)","v":0},{"$f":"IFERROR(IF($C$46>0,'H10'!$Q129,-9999),-9999)","v":0},0,0,0,0]
[]
["Geforderte Vorlauftemperaturen Gruppen"]
["Soll-Zustand"]
["Gruppe 1","Gruppe 2","Gruppe 3","Gruppe 4","Gruppe 5","Gruppe 6","Gruppe 7","Gruppe 8","Gruppe 9","Gruppe 10","Max. Gr. 1-10","min. WE1","min. WE2","min. WE3"]
["[°C]","[°C]","[°C]","[°C]","[°C]","[°C]","[°C]","[°C]","[°C]","[°C]","[°C]","[°C]","[°C]","[°C]"]
[{"$f":"IFERROR(IF($D$37>0,'H01'!$R69,-9999),-9999)","v":0},{"$f":"IFERROR(IF($D$38>0,'H02'!$R69,-9999),-9999)","v":0},{"$f":"IFERROR(IF($D$39>0,'H03'!$R69,-9999),-9999)","v":0},{"$f":"IFERROR(IF($D$40>0,'H04'!$R69,-9999),-9999)","v":0},{"$f":"IFERROR(IF($D$41>0,'H05'!$R69,-9999),-9999)","v":0},{"$f":"IFERROR(IF($D$42>0,'H06'!$R69,-9999),-9999)","v":0},{"$f":"IFERROR(IF($D$43>0,'H07'!$R69,-9999),-9999)","v":0},{"$f":"IFERROR(IF($D$44>0,'H08'!$R69,-9999),-9999)","v":0},{"$f":"IFERROR(IF($D$45>0,'H09'!$R69,-9999),-9999)","v":0},{"$f":"IFERROR(IF($D$46>0,'H10'!$R69,-9999),-9999)","v":0},{"$f":"MAX(A423:J423)","v":0},{"$f":"$G$28","v":0},{"$f":"$I$28","v":0},{"$f":"$K$28","v":0}]
[{"$f":"IFERROR(IF($D$37>0,'H01'!R70,-9999),-9999)","v":0},{"$f":"IFERROR(IF($D$38>0,'H02'!$R70,-9999),-9999)","v":0},{"$f":"IFERROR(IF($D$39>0,'H03'!$R70,-9999),-9999)","v":0},{"$f":"IFERROR(IF($D$40>0,'H04'!$R70,-9999),-9999)","v":0},{"$f":"IFERROR(IF($D$41>0,'H05'!$R70,-9999),-9999)","v":0},{"$f":"IFERROR(IF($D$42>0,'H06'!$R70,-9999),-9999)","v":0},{"$f":"IFERROR(IF($D$43>0,'H07'!$R70,-9999),-9999)","v":0},{"$f":"IFERROR(IF($D$44>0,'H08'!$R70,-9999),-9999)","v":0},{"$f":"IFERROR(IF($D$45>0,'H09'!$R70,-9999),-9999)","v":0},{"$f":"IFERROR(IF($D$46>0,'H10'!$R70,-9999),-9999)","v":0},{"$f":"MAX(A424:J424)","v":0},0,0,0]
[{"$f":"IFERROR(IF($D$37>0,'H01'!R71,-9999),-9999)","v":0},{"$f":"IFERROR(IF($D$38>0,'H02'!$R71,-9999),-9999)","v":0},{"$f":"IFERROR(IF($D$39>0,'H03'!$R71,-9999),-9999)","v":0},{"$f":"IFERROR(IF($D$40>0,'H04'!$R71,-9999),-9999)","v":0},{"$f":"IFERROR(IF($D$41>0,'H05'!$R71,-9999),-9999)","v":0},{"$f":"IFERROR(IF($D$42>0,'H06'!$R71,-9999),-9999)","v":0},{"$f":"IFERROR(IF($D$43>0,'H07'!$R71,-9999),-9999)","v":0},{"$f":"IFERROR(IF($D$44>0,'H08'!$R71,-9999),-9999)","v":0},{"$f":"IFERROR(IF($D$45>0,'H09'!$R71,-9999),-9999)","v":0},{"$f":"IFERROR(IF($D$46>0,'H10'!$R71,-9999),-9999)","v":0},0,0,0,0]
[{"$f":"IFERROR(IF($D$37>0,'H01'!R72,-9999),-9999)","v":0},{"$f":"IFERROR(IF($D$38>0,'H02'!$R72,-9999),-9999)","v":0},{"$f":"IFERROR(IF($D$39>0,'H03'!$R72,-9999),-9999)","v":0},{"$f":"IFERROR(IF($D$40>0,'H04'!$R72,-9999),-9999)","v":0},{"$f":"IFERROR(IF($D$41>0,'H05'!$R72,-9999),-9999)","v":0},{"$f":"IFERROR(IF($D$42>0,'H06'!$R72,-9999),-9999)","v":0},{"$f":"IFERROR(IF($D$43>0,'H07'!$R72,-9999),-9999)","v":0},{"$f":"IFERROR(IF($D$44>0,'H08'!$R72,-9999),-9999)","v":0},{"$f":"IFERROR(IF($D$45>0,'H09'!$R72,-9999),-9999)","v":0},{"$f":"IFERROR(IF($D$46>0,'H10'!$R72,-9999),-9999)","v":0},0,0,0,0]
[{"$f":"IFERROR(IF($D$37>0,'H01'!R73,-9999),-9999)","v":0},{"$f":"IFERROR(IF($D$38>0,'H02'!$R73,-9999),-9999)","v":0},{"$f":"IFERROR(IF($D$39>0,'H03'!$R73,-9999),-9999)","v":0},{"$f":"IFERROR(IF($D$40>0,'H04'!$R73,-9999),-9999)","v":0},{"$f":"IFERROR(IF($D$41>0,'H05'!$R73,-9999),-9999)","v":0},{"$f":"IFERROR(IF($D$42>0,'H06'!$R73,-9999),-9999)","v":0},{"$f":"IFERROR(IF($D$43>0,'H07'!$R73,-9999),-9999)","v":0},{"$f":"IFERROR(IF($D$44>0,'H08'!$R73,-9999),-9999)","v":0},{"$f":"IFERROR(IF($D$45>0,'H09'!$R73,-9999),-9999)","v":0},{"$f":"IFERROR(IF($D$46>0,'H10'!$R73,-9999),-9999)","v":0},0,0,0,0]
[{"$f":"IFERROR(IF($D$37>0,'H01'!R74,-9999),-9999)","v":0},{"$f":"IFERROR(IF($D$38>0,'H02'!$R74,-9999),-9999)","v":0},{"$f":"IFERROR(IF($D$39>0,'H03'!$R74,-9999),-9999)","v":0},{"$f":"IFERROR(IF($D$40>0,'H04'!$R74,-9999),-9999)","v":0},{"$f":"IFERROR(IF($D$41>0,'H05'!$R74,-9999),-9999)","v":0},{"$f":"IFERROR(IF($D$42>0,'H06'!$R74,-9999),-9999)","v":0},{"$f":"IFERROR(IF($D$43>0,'H07'!$R74,-9999),-9999)","v":0},{"$f":"IFERROR(IF($D$44>0,'H08'!$R74,-9999),-9999)","v":0},{"$f":"IFERROR(IF($D$45>0,'H09'!$R74,-9999),-9999)","v":0},{"$f":"IFERROR(IF($D$46>0,'H10'!$R74,-9999),-9999)","v":0},0,0,0,0]
[{"$f":"IFERROR(IF($D$37>0,'H01'!R75,-9999),-9999)","v":0},{"$f":"IFERROR(IF($D$38>0,'H02'!$R75,-9999),-9999)","v":0},{"$f":"IFERROR(IF($D$39>0,'H03'!$R75,-9999),-9999)","v":0},{"$f":"IFERROR(IF($D$40>0,'H04'!$R75,-9999),-9999)","v":0},{"$f":"IFERROR(IF($D$41>0,'H05'!$R75,-9999),-9999)","v":0},{"$f":"IFERROR(IF($D$42>0,'H06'!$R75,-9999),-9999)","v":0},{"$f":"IFERROR(IF($D$43>0,'H07'!$R75,-9999),-9999)","v":0},{"$f":"IFERROR(IF($D$44>0,'H08'!$R75,-9999),-9999)","v":0},{"$f":"IFERROR(IF($D$45>0,'H09'!$R75,-9999),-9999)","v":0},{"$f":"IFERROR(IF($D$46>0,'H10'!$R75,-9999),-9999)","v":0},0,0,0,0]
[{"$f":"IFERROR(IF($D$37>0,'H01'!R76,-9999),-9999)","v":0},{"$f":"IFERROR(IF($D$38>0,'H02'!$R76,-9999),-9999)","v":0},{"$f":"IFERROR(IF($D$39>0,'H03'!$R76,-9999),-9999)","v":0},{"$f":"IFERROR(IF($D$40>0,'H04'!$R76,-9999),-9999)","v":0},{"$f":"IFERROR(IF($D$41>0,'H05'!$R76,-9999),-9999)","v":0},{"$f":"IFERROR(IF($D$42>0,'H06'!$R76,-9999),-9999)","v":0},{"$f":"IFERROR(IF($D$43>0,'H07'!$R76,-9999),-9999)","v":0},{"$f":"IFERROR(IF($D$44>0,'H08'!$R76,-9999),-9999)","v":0},{"$f":"IFERROR(IF($D$45>0,'H09'!$R76,-9999),-9999)","v":0},{"$f":"IFERROR(IF($D$46>0,'H10'!$R76,-9999),-9999)","v":0},0,0,0,0]
[{"$f":"IFERROR(IF($D$37>0,'H01'!R77,-9999),-9999)","v":0},{"$f":"IFERROR(IF($D$38>0,'H02'!$R77,-9999),-9999)","v":0},{"$f":"IFERROR(IF($D$39>0,'H03'!$R77,-9999),-9999)","v":0},{"$f":"IFERROR(IF($D$40>0,'H04'!$R77,-9999),-9999)","v":0},{"$f":"IFERROR(IF($D$41>0,'H05'!$R77,-9999),-9999)","v":0},{"$f":"IFERROR(IF($D$42>0,'H06'!$R77,-9999),-9999)","v":0},{"$f":"IFERROR(IF($D$43>0,'H07'!$R77,-9999),-9999)","v":0},{"$f":"IFERROR(IF($D$44>0,'H08'!$R77,-9999),-9999)","v":0},{"$f":"IFERROR(IF($D$45>0,'H09'!$R77,-9999),-9999)","v":0},{"$f":"IFERROR(IF($D$46>0,'H10'!$R77,-9999),-9999)","v":0},0,0,0,0]
[{"$f":"IFERROR(IF($D$37>0,'H01'!R78,-9999),-9999)","v":0},{"$f":"IFERROR(IF($D$38>0,'H02'!$R78,-9999),-9999)","v":0},{"$f":"IFERROR(IF($D$39>0,'H03'!$R78,-9999),-9999)","v":0},{"$f":"IFERROR(IF($D$40>0,'H04'!$R78,-9999),-9999)","v":0},{"$f":"IFERROR(IF($D$41>0,'H05'!$R78,-9999),-9999)","v":0},{"$f":"IFERROR(IF($D$42>0,'H06'!$R78,-9999),-9999)","v":0},{"$f":"IFERROR(IF($D$43>0,'H07'!$R78,-9999),-9999)","v":0},{"$f":"IFERROR(IF($D$44>0,'H08'!$R78,-9999),-9999)","v":0},{"$f":"IFERROR(IF($D$45>0,'H09'!$R78,-9999),-9999)","v":0},{"$f":"IFERROR(IF($D$46>0,'H10'!$R78,-9999),-9999)","v":0},0,0,0,0]
[{"$f":"IFERROR(IF($D$37>0,'H01'!R79,-9999),-9999)","v":0},{"$f":"IFERROR(IF($D$38>0,'H02'!$R79,-9999),-9999)","v":0},{"$f":"IFERROR(IF($D$39>0,'H03'!$R79,-9999),-9999)","v":0},{"$f":"IFERROR(IF($D$40>0,'H04'!$R79,-9999),-9999)","v":0},{"$f":"IFERROR(IF($D$41>0,'H05'!$R79,-9999),-9999)","v":0},{"$f":"IFERROR(IF($D$42>0,'H06'!$R79,-9999),-9999)","v":0},{"$f":"IFERROR(IF($D$43>0,'H07'!$R79,-9999),-9999)","v":0},{"$f":"IFERROR(IF($D$44>0,'H08'!$R79,-9999),-9999)","v":0},{"$f":"IFERROR(IF($D$45>0,'H09'!$R79,-9999),-9999)","v":0},{"$f":"IFERROR(IF($D$46>0,'H10'!$R79,-9999),-9999)","v":0},0,0,0,0]
[{"$f":"IFERROR(IF($D$37>0,'H01'!R80,-9999),-9999)","v":0},{"$f":"IFERROR(IF($D$38>0,'H02'!$R80,-9999),-9999)","v":0},{"$f":"IFERROR(IF($D$39>0,'H03'!$R80,-9999),-9999)","v":0},{"$f":"IFERROR(IF($D$40>0,'H04'!$R80,-9999),-9999)","v":0},{"$f":"IFERROR(IF($D$41>0,'H05'!$R80,-9999),-9999)","v":0},{"$f":"IFERROR(IF($D$42>0,'H06'!$R80,-9999),-9999)","v":0},{"$f":"IFERROR(IF($D$43>0,'H07'!$R80,-9999),-9999)","v":0},{"$f":"IFERROR(IF($D$44>0,'H08'!$R80,-9999),-9999)","v":0},{"$f":"IFERROR(IF($D$45>0,'H09'!$R80,-9999),-9999)","v":0},{"$f":"IFERROR(IF($D$46>0,'H10'!$R80,-9999),-9999)","v":0},0,0,0,0]
[{"$f":"IFERROR(IF($D$37>0,'H01'!R81,-9999),-9999)","v":0},{"$f":"IFERROR(IF($D$38>0,'H02'!$R81,-9999),-9999)","v":0},{"$f":"IFERROR(IF($D$39>0,'H03'!$R81,-9999),-9999)","v":0},{"$f":"IFERROR(IF($D$40>0,'H04'!$R81,-9999),-9999)","v":0},{"$f":"IFERROR(IF($D$41>0,'H05'!$R81,-9999),-9999)","v":0},{"$f":"IFERROR(IF($D$42>0,'H06'!$R81,-9999),-9999)","v":0},{"$f":"IFERROR(IF($D$43>0,'H07'!$R81,-9999),-9999)","v":0},{"$f":"IFERROR(IF($D$44>0,'H08'!$R81,-9999),-9999)","v":0},{"$f":"IFERROR(IF($D$45>0,'H09'!$R81,-9999),-9999)","v":0},{"$f":"IFERROR(IF($D$46>0,'H10'!$R81,-9999),-9999)","v":0},0,0,0,0]
[{"$f":"IFERROR(IF($D$37>0,'H01'!R82,-9999),-9999)","v":0},{"$f":"IFERROR(IF($D$38>0,'H02'!$R82,-9999),-9999)","v":0},{"$f":"IFERROR(IF($D$39>0,'H03'!$R82,-9999),-9999)","v":0},{"$f":"IFERROR(IF($D$40>0,'H04'!$R82,-9999),-9999)","v":0},{"$f":"IFERROR(IF($D$41>0,'H05'!$R82,-9999),-9999)","v":0},{"$f":"IFERROR(IF($D$42>0,'H06'!$R82,-9999),-9999)","v":0},{"$f":"IFERROR(IF($D$43>0,'H07'!$R82,-9999),-9999)","v":0},{"$f":"IFERROR(IF($D$44>0,'H08'!$R82,-9999),-9999)","v":0},{"$f":"IFERROR(IF($D$45>0,'H09'!$R82,-9999),-9999)","v":0},{"$f":"IFERROR(IF($D$46>0,'H10'!$R82,-9999),-9999)","v":0},0,0,0,0]
[{"$f":"IFERROR(IF($D$37>0,'H01'!R83,-9999),-9999)","v":0},{"$f":"IFERROR(IF($D$38>0,'H02'!$R83,-9999),-9999)","v":0},{"$f":"IFERROR(IF($D$39>0,'H03'!$R83,-9999),-9999)","v":0},{"$f":"IFERROR(IF($D$40>0,'H04'!$R83,-9999),-9999)","v":0},{"$f":"IFERROR(IF($D$41>0,'H05'!$R83,-9999),-9999)","v":0},{"$f":"IFERROR(IF($D$42>0,'H06'!$R83,-9999),-9999)","v":0},{"$f":"IFERROR(IF($D$43>0,'H07'!$R83,-9999),-9999)","v":0},{"$f":"IFERROR(IF($D$44>0,'H08'!$R83,-9999),-9999)","v":0},{"$f":"IFERROR(IF($D$45>0,'H09'!$R83,-9999),-9999)","v":0},{"$f":"IFERROR(IF($D$46>0,'H10'!$R83,-9999),-9999)","v":0},0,0,0,0]
[{"$f":"IFERROR(IF($D$37>0,'H01'!R84,-9999),-9999)","v":0},{"$f":"IFERROR(IF($D$38>0,'H02'!$R84,-9999),-9999)","v":0},{"$f":"IFERROR(IF($D$39>0,'H03'!$R84,-9999),-9999)","v":0},{"$f":"IFERROR(IF($D$40>0,'H04'!$R84,-9999),-9999)","v":0},{"$f":"IFERROR(IF($D$41>0,'H05'!$R84,-9999),-9999)","v":0},{"$f":"IFERROR(IF($D$42>0,'H06'!$R84,-9999),-9999)","v":0},{"$f":"IFERROR(IF($D$43>0,'H07'!$R84,-9999),-9999)","v":0},{"$f":"IFERROR(IF($D$44>0,'H08'!$R84,-9999),-9999)","v":0},{"$f":"IFERROR(IF($D$45>0,'H09'!$R84,-9999),-9999)","v":0},{"$f":"IFERROR(IF($D$46>0,'H10'!$R84,-9999),-9999)","v":0},0,0,0,0]
[{"$f":"IFERROR(IF($D$37>0,'H01'!R85,-9999),-9999)","v":0},{"$f":"IFERROR(IF($D$38>0,'H02'!$R85,-9999),-9999)","v":0},{"$f":"IFERROR(IF($D$39>0,'H03'!$R85,-9999),-9999)","v":0},{"$f":"IFERROR(IF($D$40>0,'H04'!$R85,-9999),-9999)","v":0},{"$f":"IFERROR(IF($D$41>0,'H05'!$R85,-9999),-9999)","v":0},{"$f":"IFERROR(IF($D$42>0,'H06'!$R85,-9999),-9999)","v":0},{"$f":"IFERROR(IF($D$43>0,'H07'!$R85,-9999),-9999)","v":0},{"$f":"IFERROR(IF($D$44>0,'H08'!$R85,-9999),-9999)","v":0},{"$f":"IFERROR(IF($D$45>0,'H09'!$R85,-9999),-9999)","v":0},{"$f":"IFERROR(IF($D$46>0,'H10'!$R85,-9999),-9999)","v":0},0,0,0,0]
[{"$f":"IFERROR(IF($D$37>0,'H01'!R86,-9999),-9999)","v":0},{"$f":"IFERROR(IF($D$38>0,'H02'!$R86,-9999),-9999)","v":0},{"$f":"IFERROR(IF($D$39>0,'H03'!$R86,-9999),-9999)","v":0},{"$f":"IFERROR(IF($D$40>0,'H04'!$R86,-9999),-9999)","v":0},{"$f":"IFERROR(IF($D$41>0,'H05'!$R86,-9999),-9999)","v":0},{"$f":"IFERROR(IF($D$42>0,'H06'!$R86,-9999),-9999)","v":0},{"$f":"IFERROR(IF($D$43>0,'H07'!$R86,-9999),-9999)","v":0},{"$f":"IFERROR(IF($D$44>0,'H08'!$R86,-9999),-9999)","v":0},{"$f":"IFERROR(IF($D$45>0,'H09'!$R86,-9999),-9999)","v":0},{"$f":"IFERROR(IF($D$46>0,'H10'!$R86,-9999),-9999)","v":0},0,0,0,0]
[{"$f":"IFERROR(IF($D$37>0,'H01'!R87,-9999),-9999)","v":0},{"$f":"IFERROR(IF($D$38>0,'H02'!$R87,-9999),-9999)","v":0},{"$f":"IFERROR(IF($D$39>0,'H03'!$R87,-9999),-9999)","v":0},{"$f":"IFERROR(IF($D$40>0,'H04'!$R87,-9999),-9999)","v":0},{"$f":"IFERROR(IF($D$41>0,'H05'!$R87,-9999),-9999)","v":0},{"$f":"IFERROR(IF($D$42>0,'H06'!$R87,-9999),-9999)","v":0},{"$f":"IFERROR(IF($D$43>0,'H07'!$R87,-9999),-9999)","v":0},{"$f":"IFERROR(IF($D$44>0,'H08'!$R87,-9999),-9999)","v":0},{"$f":"IFERROR(IF($D$45>0,'H09'!$R87,-9999),-9999)","v":0},{"$f":"IFERROR(IF($D$46>0,'H10'!$R87,-9999),-9999)","v":0},0,0,0,0]
[{"$f":"IFERROR(IF($D$37>0,'H01'!R88,-9999),-9999)","v":0},{"$f":"IFERROR(IF($D$38>0,'H02'!$R88,-9999),-9999)","v":0},{"$f":"IFERROR(IF($D$39>0,'H03'!$R88,-9999),-9999)","v":0},{"$f":"IFERROR(IF($D$40>0,'H04'!$R88,-9999),-9999)","v":0},{"$f":"IFERROR(IF($D$41>0,'H05'!$R88,-9999),-9999)","v":0},{"$f":"IFERROR(IF($D$42>0,'H06'!$R88,-9999),-9999)","v":0},{"$f":"IFERROR(IF($D$43>0,'H07'!$R88,-9999),-9999)","v":0},{"$f":"IFERROR(IF($D$44>0,'H08'!$R88,-9999),-9999)","v":0},{"$f":"IFERROR(IF($D$45>0,'H09'!$R88,-9999),-9999)","v":0},{"$f":"IFERROR(IF($D$46>0,'H10'!$R88,-9999),-9999)","v":0},0,0,0,0]
[{"$f":"IFERROR(IF($D$37>0,'H01'!R89,-9999),-9999)","v":0},{"$f":"IFERROR(IF($D$38>0,'H02'!$R89,-9999),-9999)","v":0},{"$f":"IFERROR(IF($D$39>0,'H03'!$R89,-9999),-9999)","v":0},{"$f":"IFERROR(IF($D$40>0,'H04'!$R89,-9999),-9999)","v":0},{"$f":"IFERROR(IF($D$41>0,'H05'!$R89,-9999),-9999)","v":0},{"$f":"IFERROR(IF($D$42>0,'H06'!$R89,-9999),-9999)","v":0},{"$f":"IFERROR(IF($D$43>0,'H07'!$R89,-9999),-9999)","v":0},{"$f":"IFERROR(IF($D$44>0,'H08'!$R89,-9999),-9999)","v":0},{"$f":"IFERROR(IF($D$45>0,'H09'!$R89,-9999),-9999)","v":0},{"$f":"IFERROR(IF($D$46>0,'H10'!$R89,-9999),-9999)","v":0},0,0,0,0]
[{"$f":"IFERROR(IF($D$37>0,'H01'!R90,-9999),-9999)","v":0},{"$f":"IFERROR(IF($D$38>0,'H02'!$R90,-9999),-9999)","v":0},{"$f":"IFERROR(IF($D$39>0,'H03'!$R90,-9999),-9999)","v":0},{"$f":"IFERROR(IF($D$40>0,'H04'!$R90,-9999),-9999)","v":0},{"$f":"IFERROR(IF($D$41>0,'H05'!$R90,-9999),-9999)","v":0},{"$f":"IFERROR(IF($D$42>0,'H06'!$R90,-9999),-9999)","v":0},{"$f":"IFERROR(IF($D$43>0,'H07'!$R90,-9999),-9999)","v":0},{"$f":"IFERROR(IF($D$44>0,'H08'!$R90,-9999),-9999)","v":0},{"$f":"IFERROR(IF($D$45>0,'H09'!$R90,-9999),-9999)","v":0},{"$f":"IFERROR(IF($D$46>0,'H10'!$R90,-9999),-9999)","v":0},0,0,0,0]
[{"$f":"IFERROR(IF($D$37>0,'H01'!R91,-9999),-9999)","v":0},{"$f":"IFERROR(IF($D$38>0,'H02'!$R91,-9999),-9999)","v":0},{"$f":"IFERROR(IF($D$39>0,'H03'!$R91,-9999),-9999)","v":0},{"$f":"IFERROR(IF($D$40>0,'H04'!$R91,-9999),-9999)","v":0},{"$f":"IFERROR(IF($D$41>0,'H05'!$R91,-9999),-9999)","v":0},{"$f":"IFERROR(IF($D$42>0,'H06'!$R91,-9999),-9999)","v":0},{"$f":"IFERROR(IF($D$43>0,'H07'!$R91,-9999),-9999)","v":0},{"$f":"IFERROR(IF($D$44>0,'H08'!$R91,-9999),-9999)","v":0},{"$f":"IFERROR(IF($D$45>0,'H09'!$R91,-9999),-9999)","v":0},{"$f":"IFERROR(IF($D$46>0,'H10'!$R91,-9999),-9999)","v":0},0,0,0,0]
[{"$f":"IFERROR(IF($D$37>0,'H01'!R92,-9999),-9999)","v":0},{"$f":"IFERROR(IF($D$38>0,'H02'!$R92,-9999),-9999)","v":0},{"$f":"IFERROR(IF($D$39>0,'H03'!$R92,-9999),-9999)","v":0},{"$f":"IFERROR(IF($D$40>0,'H04'!$R92,-9999),-9999)","v":0},{"$f":"IFERROR(IF($D$41>0,'H05'!$R92,-9999),-9999)","v":0},{"$f":"IFERROR(IF($D$42>0,'H06'!$R92,-9999),-9999)","v":0},{"$f":"IFERROR(IF($D$43>0,'H07'!$R92,-9999),-9999)","v":0},{"$f":"IFERROR(IF($D$44>0,'H08'!$R92,-9999),-9999)","v":0},{"$f":"IFERROR(IF($D$45>0,'H09'!$R92,-9999),-9999)","v":0},{"$f":"IFERROR(IF($D$46>0,'H10'!$R92,-9999),-9999)","v":0},0,0,0,0]
[{"$f":"IFERROR(IF($D$37>0,'H01'!R93,-9999),-9999)","v":0},{"$f":"IFERROR(IF($D$38>0,'H02'!$R93,-9999),-9999)","v":0},{"$f":"IFERROR(IF($D$39>0,'H03'!$R93,-9999),-9999)","v":0},{"$f":"IFERROR(IF($D$40>0,'H04'!$R93,-9999),-9999)","v":0},{"$f":"IFERROR(IF($D$41>0,'H05'!$R93,-9999),-9999)","v":0},{"$f":"IFERROR(IF($D$42>0,'H06'!$R93,-9999),-9999)","v":0},{"$f":"IFERROR(IF($D$43>0,'H07'!$R93,-9999),-9999)","v":0},{"$f":"IFERROR(IF($D$44>0,'H08'!$R93,-9999),-9999)","v":0},{"$f":"IFERROR(IF($D$45>0,'H09'!$R93,-9999),-9999)","v":0},{"$f":"IFERROR(IF($D$46>0,'H10'!$R93,-9999),-9999)","v":0},0,0,0,0]
[{"$f":"IFERROR(IF($D$37>0,'H01'!R94,-9999),-9999)","v":0},{"$f":"IFERROR(IF($D$38>0,'H02'!$R94,-9999),-9999)","v":0},{"$f":"IFERROR(IF($D$39>0,'H03'!$R94,-9999),-9999)","v":0},{"$f":"IFERROR(IF($D$40>0,'H04'!$R94,-9999),-9999)","v":0},{"$f":"IFERROR(IF($D$41>0,'H05'!$R94,-9999),-9999)","v":0},{"$f":"IFERROR(IF($D$42>0,'H06'!$R94,-9999),-9999)","v":0},{"$f":"IFERROR(IF($D$43>0,'H07'!$R94,-9999),-9999)","v":0},{"$f":"IFERROR(IF($D$44>0,'H08'!$R94,-9999),-9999)","v":0},{"$f":"IFERROR(IF($D$45>0,'H09'!$R94,-9999),-9999)","v":0},{"$f":"IFERROR(IF($D$46>0,'H10'!$R94,-9999),-9999)","v":0},0,0,0,0]
[{"$f":"IFERROR(IF($D$37>0,'H01'!R95,-9999),-9999)","v":0},{"$f":"IFERROR(IF($D$38>0,'H02'!$R95,-9999),-9999)","v":0},{"$f":"IFERROR(IF($D$39>0,'H03'!$R95,-9999),-9999)","v":0},{"$f":"IFERROR(IF($D$40>0,'H04'!$R95,-9999),-9999)","v":0},{"$f":"IFERROR(IF($D$41>0,'H05'!$R95,-9999),-9999)","v":0},{"$f":"IFERROR(IF($D$42>0,'H06'!$R95,-9999),-9999)","v":0},{"$f":"IFERROR(IF($D$43>0,'H07'!$R95,-9999),-9999)","v":0},{"$f":"IFERROR(IF($D$44>0,'H08'!$R95,-9999),-9999)","v":0},{"$f":"IFERROR(IF($D$45>0,'H09'!$R95,-9999),-9999)","v":0},{"$f":"IFERROR(IF($D$46>0,'H10'!$R95,-9999),-9999)","v":0},0,0,0,0]
[{"$f":"IFERROR(IF($D$37>0,'H01'!R96,-9999),-9999)","v":0},{"$f":"IFERROR(IF($D$38>0,'H02'!$R96,-9999),-9999)","v":0},{"$f":"IFERROR(IF($D$39>0,'H03'!$R96,-9999),-9999)","v":0},{"$f":"IFERROR(IF($D$40>0,'H04'!$R96,-9999),-9999)","v":0},{"$f":"IFERROR(IF($D$41>0,'H05'!$R96,-9999),-9999)","v":0},{"$f":"IFERROR(IF($D$42>0,'H06'!$R96,-9999),-9999)","v":0},{"$f":"IFERROR(IF($D$43>0,'H07'!$R96,-9999),-9999)","v":0},{"$f":"IFERROR(IF($D$44>0,'H08'!$R96,-9999),-9999)","v":0},{"$f":"IFERROR(IF($D$45>0,'H09'!$R96,-9999),-9999)","v":0},{"$f":"IFERROR(IF($D$46>0,'H10'!$R96,-9999),-9999)","v":0},0,0,0,0]
[{"$f":"IFERROR(IF($D$37>0,'H01'!R97,-9999),-9999)","v":0},{"$f":"IFERROR(IF($D$38>0,'H02'!$R97,-9999),-9999)","v":0},{"$f":"IFERROR(IF($D$39>0,'H03'!$R97,-9999),-9999)","v":0},{"$f":"IFERROR(IF($D$40>0,'H04'!$R97,-9999),-9999)","v":0},{"$f":"IFERROR(IF($D$41>0,'H05'!$R97,-9999),-9999)","v":0},{"$f":"IFERROR(IF($D$42>0,'H06'!$R97,-9999),-9999)","v":0},{"$f":"IFERROR(IF($D$43>0,'H07'!$R97,-9999),-9999)","v":0},{"$f":"IFERROR(IF($D$44>0,'H08'!$R97,-9999),-9999)","v":0},{"$f":"IFERROR(IF($D$45>0,'H09'!$R97,-9999),-9999)","v":0},{"$f":"IFERROR(IF($D$46>0,'H10'!$R97,-9999),-9999)","v":0},0,0,0,0]
[{"$f":"IFERROR(IF($D$37>0,'H01'!R98,-9999),-9999)","v":0},{"$f":"IFERROR(IF($D$38>0,'H02'!$R98,-9999),-9999)","v":0},{"$f":"IFERROR(IF($D$39>0,'H03'!$R98,-9999),-9999)","v":0},{"$f":"IFERROR(IF($D$40>0,'H04'!$R98,-9999),-9999)","v":0},{"$f":"IFERROR(IF($D$41>0,'H05'!$R98,-9999),-9999)","v":0},{"$f":"IFERROR(IF($D$42>0,'H06'!$R98,-9999),-9999)","v":0},{"$f":"IFERROR(IF($D$43>0,'H07'!$R98,-9999),-9999)","v":0},{"$f":"IFERROR(IF($D$44>0,'H08'!$R98,-9999),-9999)","v":0},{"$f":"IFERROR(IF($D$45>0,'H09'!$R98,-9999),-9999)","v":0},{"$f":"IFERROR(IF($D$46>0,'H10'!$R98,-9999),-9999)","v":0},0,0,0,0]
[{"$f":"IFERROR(IF($D$37>0,'H01'!R99,-9999),-9999)","v":0},{"$f":"IFERROR(IF($D$38>0,'H02'!$R99,-9999),-9999)","v":0},{"$f":"IFERROR(IF($D$39>0,'H03'!$R99,-9999),-9999)","v":0},{"$f":"IFERROR(IF($D$40>0,'H04'!$R99,-9999),-9999)","v":0},{"$f":"IFERROR(IF($D$41>0,'H05'!$R99,-9999),-9999)","v":0},{"$f":"IFERROR(IF($D$42>0,'H06'!$R99,-9999),-9999)","v":0},{"$f":"IFERROR(IF($D$43>0,'H07'!$R99,-9999),-9999)","v":0},{"$f":"IFERROR(IF($D$44>0,'H08'!$R99,-9999),-9999)","v":0},{"$f":"IFERROR(IF($D$45>0,'H09'!$R99,-9999),-9999)","v":0},{"$f":"IFERROR(IF($D$46>0,'H10'!$R99,-9999),-9999)","v":0},0,0,0,0]
[{"$f":"IFERROR(IF($D$37>0,'H01'!R100,-9999),-9999)","v":0},{"$f":"IFERROR(IF($D$38>0,'H02'!$R100,-9999),-9999)","v":0},{"$f":"IFERROR(IF($D$39>0,'H03'!$R100,-9999),-9999)","v":0},{"$f":"IFERROR(IF($D$40>0,'H04'!$R100,-9999),-9999)","v":0},{"$f":"IFERROR(IF($D$41>0,'H05'!$R100,-9999),-9999)","v":0},{"$f":"IFERROR(IF($D$42>0,'H06'!$R100,-9999),-9999)","v":0},{"$f":"IFERROR(IF($D$43>0,'H07'!$R100,-9999),-9999)","v":0},{"$f":"IFERROR(IF($D$44>0,'H08'!$R100,-9999),-9999)","v":0},{"$f":"IFERROR(IF($D$45>0,'H09'!$R100,-9999),-9999)","v":0},{"$f":"IFERROR(IF($D$46>0,'H10'!$R100,-9999),-9999)","v":0},0,0,0,0]
[{"$f":"IFERROR(IF($D$37>0,'H01'!R101,-9999),-9999)","v":0},{"$f":"IFERROR(IF($D$38>0,'H02'!$R101,-9999),-9999)","v":0},{"$f":"IFERROR(IF($D$39>0,'H03'!$R101,-9999),-9999)","v":0},{"$f":"IFERROR(IF($D$40>0,'H04'!$R101,-9999),-9999)","v":0},{"$f":"IFERROR(IF($D$41>0,'H05'!$R101,-9999),-9999)","v":0},{"$f":"IFERROR(IF($D$42>0,'H06'!$R101,-9999),-9999)","v":0},{"$f":"IFERROR(IF($D$43>0,'H07'!$R101,-9999),-9999)","v":0},{"$f":"IFERROR(IF($D$44>0,'H08'!$R101,-9999),-9999)","v":0},{"$f":"IFERROR(IF($D$45>0,'H09'!$R101,-9999),-9999)","v":0},{"$f":"IFERROR(IF($D$46>0,'H10'!$R101,-9999),-9999)","v":0},0,{"$f":"$G$28","v":0},{"$f":"$I$28","v":0},{"$f":"$K$28","v":0}]
[{"$f":"IFERROR(IF($D$37>0,'H01'!R102,-9999),-9999)","v":0},{"$f":"IFERROR(IF($D$38>0,'H02'!$R102,-9999),-9999)","v":0},{"$f":"IFERROR(IF($D$39>0,'H03'!$R102,-9999),-9999)","v":0},{"$f":"IFERROR(IF($D$40>0,'H04'!$R102,-9999),-9999)","v":0},{"$f":"IFERROR(IF($D$41>0,'H05'!$R102,-9999),-9999)","v":0},{"$f":"IFERROR(IF($D$42>0,'H06'!$R102,-9999),-9999)","v":0},{"$f":"IFERROR(IF($D$43>0,'H07'!$R102,-9999),-9999)","v":0},{"$f":"IFERROR(IF($D$44>0,'H08'!$R102,-9999),-9999)","v":0},{"$f":"IFERROR(IF($D$45>0,'H09'!$R102,-9999),-9999)","v":0},{"$f":"IFERROR(IF($D$46>0,'H10'!$R102,-9999),-9999)","v":0},0,0,0,0]
[{"$f":"IFERROR(IF($D$37>0,'H01'!R103,-9999),-9999)","v":0},{"$f":"IFERROR(IF($D$38>0,'H02'!$R103,-9999),-9999)","v":0},{"$f":"IFERROR(IF($D$39>0,'H03'!$R103,-9999),-9999)","v":0},{"$f":"IFERROR(IF($D$40>0,'H04'!$R103,-9999),-9999)","v":0},{"$f":"IFERROR(IF($D$41>0,'H05'!$R103,-9999),-9999)","v":0},{"$f":"IFERROR(IF($D$42>0,'H06'!$R103,-9999),-9999)","v":0},{"$f":"IFERROR(IF($D$43>0,'H07'!$R103,-9999),-9999)","v":0},{"$f":"IFERROR(IF($D$44>0,'H08'!$R103,-9999),-9999)","v":0},{"$f":"IFERROR(IF($D$45>0,'H09'!$R103,-9999),-9999)","v":0},{"$f":"IFERROR(IF($D$46>0,'H10'!$R103,-9999),-9999)","v":0},0,0,0,0]
[{"$f":"IFERROR(IF($D$37>0,'H01'!R104,-9999),-9999)","v":0},{"$f":"IFERROR(IF($D$38>0,'H02'!$R104,-9999),-9999)","v":0},{"$f":"IFERROR(IF($D$39>0,'H03'!$R104,-9999),-9999)","v":0},{"$f":"IFERROR(IF($D$40>0,'H04'!$R104,-9999),-9999)","v":0},{"$f":"IFERROR(IF($D$41>0,'H05'!$R104,-9999),-9999)","v":0},{"$f":"IFERROR(IF($D$42>0,'H06'!$R104,-9999),-9999)","v":0},{"$f":"IFERROR(IF($D$43>0,'H07'!$R104,-9999),-9999)","v":0},{"$f":"IFERROR(IF($D$44>0,'H08'!$R104,-9999),-9999)","v":0},{"$f":"IFERROR(IF($D$45>0,'H09'!$R104,-9999),-9999)","v":0},{"$f":"IFERROR(IF($D$46>0,'H10'!$R104,-9999),-9999)","v":0},0,0,0,0]
[{"$f":"IFERROR(IF($D$37>0,'H01'!R105,-9999),-9999)","v":0},{"$f":"IFERROR(IF($D$38>0,'H02'!$R105,-9999),-9999)","v":0},{"$f":"IFERROR(IF($D$39>0,'H03'!$R105,-9999),-9999)","v":0},{"$f":"IFERROR(IF($D$40>0,'H04'!$R105,-9999),-9999)","v":0},{"$f":"IFERROR(IF($D$41>0,'H05'!$R105,-9999),-9999)","v":0},{"$f":"IFERROR(IF($D$42>0,'H06'!$R105,-9999),-9999)","v":0},{"$f":"IFERROR(IF($D$43>0,'H07'!$R105,-9999),-9999)","v":0},{"$f":"IFERROR(IF($D$44>0,'H08'!$R105,-9999),-9999)","v":0},{"$f":"IFERROR(IF($D$45>0,'H09'!$R105,-9999),-9999)","v":0},{"$f":"IFERROR(IF($D$46>0,'H10'!$R105,-9999),-9999)","v":0},0,0,0,0]
[{"$f":"IFERROR(IF($D$37>0,'H01'!R106,-9999),-9999)","v":0},{"$f":"IFERROR(IF($D$38>0,'H02'!$R106,-9999),-9999)","v":0},{"$f":"IFERROR(IF($D$39>0,'H03'!$R106,-9999),-9999)","v":0},{"$f":"IFERROR(IF($D$40>0,'H04'!$R106,-9999),-9999)","v":0},{"$f":"IFERROR(IF($D$41>0,'H05'!$R106,-9999),-9999)","v":0},{"$f":"IFERROR(IF($D$42>0,'H06'!$R106,-9999),-9999)","v":0},{"$f":"IFERROR(IF($D$43>0,'H07'!$R106,-9999),-9999)","v":0},{"$f":"IFERROR(IF($D$44>0,'H08'!$R106,-9999),-9999)","v":0},{"$f":"IFERROR(IF($D$45>0,'H09'!$R106,-9999),-9999)","v":0},{"$f":"IFERROR(IF($D$46>0,'H10'!$R106,-9999),-9999)","v":0},0,0,0,0]
[{"$f":"IFERROR(IF($D$37>0,'H01'!R107,-9999),-9999)","v":0},{"$f":"IFERROR(IF($D$38>0,'H02'!$R107,-9999),-9999)","v":0},{"$f":"IFERROR(IF($D$39>0,'H03'!$R107,-9999),-9999)","v":0},{"$f":"IFERROR(IF($D$40>0,'H04'!$R107,-9999),-9999)","v":0},{"$f":"IFERROR(IF($D$41>0,'H05'!$R107,-9999),-9999)","v":0},{"$f":"IFERROR(IF($D$42>0,'H06'!$R107,-9999),-9999)","v":0},{"$f":"IFERROR(IF($D$43>0,'H07'!$R107,-9999),-9999)","v":0},{"$f":"IFERROR(IF($D$44>0,'H08'!$R107,-9999),-9999)","v":0},{"$f":"IFERROR(IF($D$45>0,'H09'!$R107,-9999),-9999)","v":0},{"$f":"IFERROR(IF($D$46>0,'H10'!$R107,-9999),-9999)","v":0},0,0,0,0]
[{"$f":"IFERROR(IF($D$37>0,'H01'!R108,-9999),-9999)","v":0},{"$f":"IFERROR(IF($D$38>0,'H02'!$R108,-9999),-9999)","v":0},{"$f":"IFERROR(IF($D$39>0,'H03'!$R108,-9999),-9999)","v":0},{"$f":"IFERROR(IF($D$40>0,'H04'!$R108,-9999),-9999)","v":0},{"$f":"IFERROR(IF($D$41>0,'H05'!$R108,-9999),-9999)","v":0},{"$f":"IFERROR(IF($D$42>0,'H06'!$R108,-9999),-9999)","v":0},{"$f":"IFERROR(IF($D$43>0,'H07'!$R108,-9999),-9999)","v":0},{"$f":"IFERROR(IF($D$44>0,'H08'!$R108,-9999),-9999)","v":0},{"$f":"IFERROR(IF($D$45>0,'H09'!$R108,-9999),-9999)","v":0},{"$f":"IFERROR(IF($D$46>0,'H10'!$R108,-9999),-9999)","v":0},0,0,0,0]
[{"$f":"IFERROR(IF($D$37>0,'H01'!R109,-9999),-9999)","v":0},{"$f":"IFERROR(IF($D$38>0,'H02'!$R109,-9999),-9999)","v":0},{"$f":"IFERROR(IF($D$39>0,'H03'!$R109,-9999),-9999)","v":0},{"$f":"IFERROR(IF($D$40>0,'H04'!$R109,-9999),-9999)","v":0},{"$f":"IFERROR(IF($D$41>0,'H05'!$R109,-9999),-9999)","v":0},{"$f":"IFERROR(IF($D$42>0,'H06'!$R109,-9999),-9999)","v":0},{"$f":"IFERROR(IF($D$43>0,'H07'!$R109,-9999),-9999)","v":0},{"$f":"IFERROR(IF($D$44>0,'H08'!$R109,-9999),-9999)","v":0},{"$f":"IFERROR(IF($D$45>0,'H09'!$R109,-9999),-9999)","v":0},{"$f":"IFERROR(IF($D$46>0,'H10'!$R109,-9999),-9999)","v":0},0,0,0,0]
[{"$f":"IFERROR(IF($D$37>0,'H01'!R110,-9999),-9999)","v":0},{"$f":"IFERROR(IF($D$38>0,'H02'!$R110,-9999),-9999)","v":0},{"$f":"IFERROR(IF($D$39>0,'H03'!$R110,-9999),-9999)","v":0},{"$f":"IFERROR(IF($D$40>0,'H04'!$R110,-9999),-9999)","v":0},{"$f":"IFERROR(IF($D$41>0,'H05'!$R110,-9999),-9999)","v":0},{"$f":"IFERROR(IF($D$42>0,'H06'!$R110,-9999),-9999)","v":0},{"$f":"IFERROR(IF($D$43>0,'H07'!$R110,-9999),-9999)","v":0},{"$f":"IFERROR(IF($D$44>0,'H08'!$R110,-9999),-9999)","v":0},{"$f":"IFERROR(IF($D$45>0,'H09'!$R110,-9999),-9999)","v":0},{"$f":"IFERROR(IF($D$46>0,'H10'!$R110,-9999),-9999)","v":0},0,0,0,0]
[{"$f":"IFERROR(IF($D$37>0,'H01'!R111,-9999),-9999)","v":0},{"$f":"IFERROR(IF($D$38>0,'H02'!$R111,-9999),-9999)","v":0},{"$f":"IFERROR(IF($D$39>0,'H03'!$R111,-9999),-9999)","v":0},{"$f":"IFERROR(IF($D$40>0,'H04'!$R111,-9999),-9999)","v":0},{"$f":"IFERROR(IF($D$41>0,'H05'!$R111,-9999),-9999)","v":0},{"$f":"IFERROR(IF($D$42>0,'H06'!$R111,-9999),-9999)","v":0},{"$f":"IFERROR(IF($D$43>0,'H07'!$R111,-9999),-9999)","v":0},{"$f":"IFERROR(IF($D$44>0,'H08'!$R111,-9999),-9999)","v":0},{"$f":"IFERROR(IF($D$45>0,'H09'!$R111,-9999),-9999)","v":0},{"$f":"IFERROR(IF($D$46>0,'H10'!$R111,-9999),-9999)","v":0},0,0,0,0]
[{"$f":"IFERROR(IF($D$37>0,'H01'!R112,-9999),-9999)","v":0},{"$f":"IFERROR(IF($D$38>0,'H02'!$R112,-9999),-9999)","v":0},{"$f":"IFERROR(IF($D$39>0,'H03'!$R112,-9999),-9999)","v":0},{"$f":"IFERROR(IF($D$40>0,'H04'!$R112,-9999),-9999)","v":0},{"$f":"IFERROR(IF($D$41>0,'H05'!$R112,-9999),-9999)","v":0},{"$f":"IFERROR(IF($D$42>0,'H06'!$R112,-9999),-9999)","v":0},{"$f":"IFERROR(IF($D$43>0,'H07'!$R112,-9999),-9999)","v":0},{"$f":"IFERROR(IF($D$44>0,'H08'!$R112,-9999),-9999)","v":0},{"$f":"IFERROR(IF($D$45>0,'H09'!$R112,-9999),-9999)","v":0},{"$f":"IFERROR(IF($D$46>0,'H10'!$R112,-9999),-9999)","v":0},0,0,0,0]
[{"$f":"IFERROR(IF($D$37>0,'H01'!R113,-9999),-9999)","v":0},{"$f":"IFERROR(IF($D$38>0,'H02'!$R113,-9999),-9999)","v":0},{"$f":"IFERROR(IF($D$39>0,'H03'!$R113,-9999),-9999)","v":0},{"$f":"IFERROR(IF($D$40>0,'H04'!$R113,-9999),-9999)","v":0},{"$f":"IFERROR(IF($D$41>0,'H05'!$R113,-9999),-9999)","v":0},{"$f":"IFERROR(IF($D$42>0,'H06'!$R113,-9999),-9999)","v":0},{"$f":"IFERROR(IF($D$43>0,'H07'!$R113,-9999),-9999)","v":0},{"$f":"IFERROR(IF($D$44>0,'H08'!$R113,-9999),-9999)","v":0},{"$f":"IFERROR(IF($D$45>0,'H09'!$R113,-9999),-9999)","v":0},{"$f":"IFERROR(IF($D$46>0,'H10'!$R113,-9999),-9999)","v":0},0,0,0,0]
[{"$f":"IFERROR(IF($D$37>0,'H01'!R114,-9999),-9999)","v":0},{"$f":"IFERROR(IF($D$38>0,'H02'!$R114,-9999),-9999)","v":0},{"$f":"IFERROR(IF($D$39>0,'H03'!$R114,-9999),-9999)","v":0},{"$f":"IFERROR(IF($D$40>0,'H04'!$R114,-9999),-9999)","v":0},{"$f":"IFERROR(IF($D$41>0,'H05'!$R114,-9999),-9999)","v":0},{"$f":"IFERROR(IF($D$42>0,'H06'!$R114,-9999),-9999)","v":0},{"$f":"IFERROR(IF($D$43>0,'H07'!$R114,-9999),-9999)","v":0},{"$f":"IFERROR(IF($D$44>0,'H08'!$R114,-9999),-9999)","v":0},{"$f":"IFERROR(IF($D$45>0,'H09'!$R114,-9999),-9999)","v":0},{"$f":"IFERROR(IF($D$46>0,'H10'!$R114,-9999),-9999)","v":0},0,0,0,0]
[{"$f":"IFERROR(IF($D$37>0,'H01'!R115,-9999),-9999)","v":0},{"$f":"IFERROR(IF($D$38>0,'H02'!$R115,-9999),-9999)","v":0},{"$f":"IFERROR(IF($D$39>0,'H03'!$R115,-9999),-9999)","v":0},{"$f":"IFERROR(IF($D$40>0,'H04'!$R115,-9999),-9999)","v":0},{"$f":"IFERROR(IF($D$41>0,'H05'!$R115,-9999),-9999)","v":0},{"$f":"IFERROR(IF($D$42>0,'H06'!$R115,-9999),-9999)","v":0},{"$f":"IFERROR(IF($D$43>0,'H07'!$R115,-9999),-9999)","v":0},{"$f":"IFERROR(IF($D$44>0,'H08'!$R115,-9999),-9999)","v":0},{"$f":"IFERROR(IF($D$45>0,'H09'!$R115,-9999),-9999)","v":0},{"$f":"IFERROR(IF($D$46>0,'H10'!$R115,-9999),-9999)","v":0},0,0,0,0]
[{"$f":"IFERROR(IF($D$37>0,'H01'!R116,-9999),-9999)","v":0},{"$f":"IFERROR(IF($D$38>0,'H02'!$R116,-9999),-9999)","v":0},{"$f":"IFERROR(IF($D$39>0,'H03'!$R116,-9999),-9999)","v":0},{"$f":"IFERROR(IF($D$40>0,'H04'!$R116,-9999),-9999)","v":0},{"$f":"IFERROR(IF($D$41>0,'H05'!$R116,-9999),-9999)","v":0},{"$f":"IFERROR(IF($D$42>0,'H06'!$R116,-9999),-9999)","v":0},{"$f":"IFERROR(IF($D$43>0,'H07'!$R116,-9999),-9999)","v":0},{"$f":"IFERROR(IF($D$44>0,'H08'!$R116,-9999),-9999)","v":0},{"$f":"IFERROR(IF($D$45>0,'H09'!$R116,-9999),-9999)","v":0},{"$f":"IFERROR(IF($D$46>0,'H10'!$R116,-9999),-9999)","v":0},0,0,0,0]
[{"$f":"IFERROR(IF($D$37>0,'H01'!R117,-9999),-9999)","v":0},{"$f":"IFERROR(IF($D$38>0,'H02'!$R117,-9999),-9999)","v":0},{"$f":"IFERROR(IF($D$39>0,'H03'!$R117,-9999),-9999)","v":0},{"$f":"IFERROR(IF($D$40>0,'H04'!$R117,-9999),-9999)","v":0},{"$f":"IFERROR(IF($D$41>0,'H05'!$R117,-9999),-9999)","v":0},{"$f":"IFERROR(IF($D$42>0,'H06'!$R117,-9999),-9999)","v":0},{"$f":"IFERROR(IF($D$43>0,'H07'!$R117,-9999),-9999)","v":0},{"$f":"IFERROR(IF($D$44>0,'H08'!$R117,-9999),-9999)","v":0},{"$f":"IFERROR(IF($D$45>0,'H09'!$R117,-9999),-9999)","v":0},{"$f":"IFERROR(IF($D$46>0,'H10'!$R117,-9999),-9999)","v":0},0,0,0,0]
[{"$f":"IFERROR(IF($D$37>0,'H01'!R118,-9999),-9999)","v":0},{"$f":"IFERROR(IF($D$38>0,'H02'!$R118,-9999),-9999)","v":0},{"$f":"IFERROR(IF($D$39>0,'H03'!$R118,-9999),-9999)","v":0},{"$f":"IFERROR(IF($D$40>0,'H04'!$R118,-9999),-9999)","v":0},{"$f":"IFERROR(IF($D$41>0,'H05'!$R118,-9999),-9999)","v":0},{"$f":"IFERROR(IF($D$42>0,'H06'!$R118,-9999),-9999)","v":0},{"$f":"IFERROR(IF($D$43>0,'H07'!$R118,-9999),-9999)","v":0},{"$f":"IFERROR(IF($D$44>0,'H08'!$R118,-9999),-9999)","v":0},{"$f":"IFERROR(IF($D$45>0,'H09'!$R118,-9999),-9999)","v":0},{"$f":"IFERROR(IF($D$46>0,'H10'!$R118,-9999),-9999)","v":0},0,0,0,0]
[{"$f":"IFERROR(IF($D$37>0,'H01'!R119,-9999),-9999)","v":0},{"$f":"IFERROR(IF($D$38>0,'H02'!$R119,-9999),-9999)","v":0},{"$f":"IFERROR(IF($D$39>0,'H03'!$R119,-9999),-9999)","v":0},{"$f":"IFERROR(IF($D$40>0,'H04'!$R119,-9999),-9999)","v":0},{"$f":"IFERROR(IF($D$41>0,'H05'!$R119,-9999),-9999)","v":0},{"$f":"IFERROR(IF($D$42>0,'H06'!$R119,-9999),-9999)","v":0},{"$f":"IFERROR(IF($D$43>0,'H07'!$R119,-9999),-9999)","v":0},{"$f":"IFERROR(IF($D$44>0,'H08'!$R119,-9999),-9999)","v":0},{"$f":"IFERROR(IF($D$45>0,'H09'!$R119,-9999),-9999)","v":0},{"$f":"IFERROR(IF($D$46>0,'H10'!$R119,-9999),-9999)","v":0},0,0,0,0]
[{"$f":"IFERROR(IF($D$37>0,'H01'!R120,-9999),-9999)","v":0},{"$f":"IFERROR(IF($D$38>0,'H02'!$R120,-9999),-9999)","v":0},{"$f":"IFERROR(IF($D$39>0,'H03'!$R120,-9999),-9999)","v":0},{"$f":"IFERROR(IF($D$40>0,'H04'!$R120,-9999),-9999)","v":0},{"$f":"IFERROR(IF($D$41>0,'H05'!$R120,-9999),-9999)","v":0},{"$f":"IFERROR(IF($D$42>0,'H06'!$R120,-9999),-9999)","v":0},{"$f":"IFERROR(IF($D$43>0,'H07'!$R120,-9999),-9999)","v":0},{"$f":"IFERROR(IF($D$44>0,'H08'!$R120,-9999),-9999)","v":0},{"$f":"IFERROR(IF($D$45>0,'H09'!$R120,-9999),-9999)","v":0},{"$f":"IFERROR(IF($D$46>0,'H10'!$R120,-9999),-9999)","v":0},0,0,0,0]
[{"$f":"IFERROR(IF($D$37>0,'H01'!R121,-9999),-9999)","v":0},{"$f":"IFERROR(IF($D$38>0,'H02'!$R121,-9999),-9999)","v":0},{"$f":"IFERROR(IF($D$39>0,'H03'!$R121,-9999),-9999)","v":0},{"$f":"IFERROR(IF($D$40>0,'H04'!$R121,-9999),-9999)","v":0},{"$f":"IFERROR(IF($D$41>0,'H05'!$R121,-9999),-9999)","v":0},{"$f":"IFERROR(IF($D$42>0,'H06'!$R121,-9999),-9999)","v":0},{"$f":"IFERROR(IF($D$43>0,'H07'!$R121,-9999),-9999)","v":0},{"$f":"IFERROR(IF($D$44>0,'H08'!$R121,-9999),-9999)","v":0},{"$f":"IFERROR(IF($D$45>0,'H09'!$R121,-9999),-9999)","v":0},{"$f":"IFERROR(IF($D$46>0,'H10'!$R121,-9999),-9999)","v":0},0,0,0,0]
[{"$f":"IFERROR(IF($D$37>0,'H01'!R122,-9999),-9999)","v":0},{"$f":"IFERROR(IF($D$38>0,'H02'!$R122,-9999),-9999)","v":0},{"$f":"IFERROR(IF($D$39>0,'H03'!$R122,-9999),-9999)","v":0},{"$f":"IFERROR(IF($D$40>0,'H04'!$R122,-9999),-9999)","v":0},{"$f":"IFERROR(IF($D$41>0,'H05'!$R122,-9999),-9999)","v":0},{"$f":"IFERROR(IF($D$42>0,'H06'!$R122,-9999),-9999)","v":0},{"$f":"IFERROR(IF($D$43>0,'H07'!$R122,-9999),-9999)","v":0},{"$f":"IFERROR(IF($D$44>0,'H08'!$R122,-9999),-9999)","v":0},{"$f":"IFERROR(IF($D$45>0,'H09'!$R122,-9999),-9999)","v":0},{"$f":"IFERROR(IF($D$46>0,'H10'!$R122,-9999),-9999)","v":0},0,0,0,0]
[{"$f":"IFERROR(IF($D$37>0,'H01'!R123,-9999),-9999)","v":0},{"$f":"IFERROR(IF($D$38>0,'H02'!$R123,-9999),-9999)","v":0},{"$f":"IFERROR(IF($D$39>0,'H03'!$R123,-9999),-9999)","v":0},{"$f":"IFERROR(IF($D$40>0,'H04'!$R123,-9999),-9999)","v":0},{"$f":"IFERROR(IF($D$41>0,'H05'!$R123,-9999),-9999)","v":0},{"$f":"IFERROR(IF($D$42>0,'H06'!$R123,-9999),-9999)","v":0},{"$f":"IFERROR(IF($D$43>0,'H07'!$R123,-9999),-9999)","v":0},{"$f":"IFERROR(IF($D$44>0,'H08'!$R123,-9999),-9999)","v":0},{"$f":"IFERROR(IF($D$45>0,'H09'!$R123,-9999),-9999)","v":0},{"$f":"IFERROR(IF($D$46>0,'H10'!$R123,-9999),-9999)","v":0},0,0,0,0]
[{"$f":"IFERROR(IF($D$37>0,'H01'!R124,-9999),-9999)","v":0},{"$f":"IFERROR(IF($D$38>0,'H02'!$R124,-9999),-9999)","v":0},{"$f":"IFERROR(IF($D$39>0,'H03'!$R124,-9999),-9999)","v":0},{"$f":"IFERROR(IF($D$40>0,'H04'!$R124,-9999),-9999)","v":0},{"$f":"IFERROR(IF($D$41>0,'H05'!$R124,-9999),-9999)","v":0},{"$f":"IFERROR(IF($D$42>0,'H06'!$R124,-9999),-9999)","v":0},{"$f":"IFERROR(IF($D$43>0,'H07'!$R124,-9999),-9999)","v":0},{"$f":"IFERROR(IF($D$44>0,'H08'!$R124,-9999),-9999)","v":0},{"$f":"IFERROR(IF($D$45>0,'H09'!$R124,-9999),-9999)","v":0},{"$f":"IFERROR(IF($D$46>0,'H10'!$R124,-9999),-9999)","v":0},0,0,0,0]
[{"$f":"IFERROR(IF($D$37>0,'H01'!R125,-9999),-9999)","v":0},{"$f":"IFERROR(IF($D$38>0,'H02'!$R125,-9999),-9999)","v":0},{"$f":"IFERROR(IF($D$39>0,'H03'!$R125,-9999),-9999)","v":0},{"$f":"IFERROR(IF($D$40>0,'H04'!$R125,-9999),-9999)","v":0},{"$f":"IFERROR(IF($D$41>0,'H05'!$R125,-9999),-9999)","v":0},{"$f":"IFERROR(IF($D$42>0,'H06'!$R125,-9999),-9999)","v":0},{"$f":"IFERROR(IF($D$43>0,'H07'!$R125,-9999),-9999)","v":0},{"$f":"IFERROR(IF($D$44>0,'H08'!$R125,-9999),-9999)","v":0},{"$f":"IFERROR(IF($D$45>0,'H09'!$R125,-9999),-9999)","v":0},{"$f":"IFERROR(IF($D$46>0,'H10'!$R125,-9999),-9999)","v":0},0,0,0,0]
[{"$f":"IFERROR(IF($D$37>0,'H01'!R126,-9999),-9999)","v":0},{"$f":"IFERROR(IF($D$38>0,'H02'!$R126,-9999),-9999)","v":0},{"$f":"IFERROR(IF($D$39>0,'H03'!$R126,-9999),-9999)","v":0},{"$f":"IFERROR(IF($D$40>0,'H04'!$R126,-9999),-9999)","v":0},{"$f":"IFERROR(IF($D$41>0,'H05'!$R126,-9999),-9999)","v":0},{"$f":"IFERROR(IF($D$42>0,'H06'!$R126,-9999),-9999)","v":0},{"$f":"IFERROR(IF($D$43>0,'H07'!$R126,-9999),-9999)","v":0},{"$f":"IFERROR(IF($D$44>0,'H08'!$R126,-9999),-9999)","v":0},{"$f":"IFERROR(IF($D$45>0,'H09'!$R126,-9999),-9999)","v":0},{"$f":"IFERROR(IF($D$46>0,'H10'!$R126,-9999),-9999)","v":0},0,0,0,0]
[{"$f":"IFERROR(IF($D$37>0,'H01'!R127,-9999),-9999)","v":0},{"$f":"IFERROR(IF($D$38>0,'H02'!$R127,-9999),-9999)","v":0},{"$f":"IFERROR(IF($D$39>0,'H03'!$R127,-9999),-9999)","v":0},{"$f":"IFERROR(IF($D$40>0,'H04'!$R127,-9999),-9999)","v":0},{"$f":"IFERROR(IF($D$41>0,'H05'!$R127,-9999),-9999)","v":0},{"$f":"IFERROR(IF($D$42>0,'H06'!$R127,-9999),-9999)","v":0},{"$f":"IFERROR(IF($D$43>0,'H07'!$R127,-9999),-9999)","v":0},{"$f":"IFERROR(IF($D$44>0,'H08'!$R127,-9999),-9999)","v":0},{"$f":"IFERROR(IF($D$45>0,'H09'!$R127,-9999),-9999)","v":0},{"$f":"IFERROR(IF($D$46>0,'H10'!$R127,-9999),-9999)","v":0},0,0,0,0]
[{"$f":"IFERROR(IF($D$37>0,'H01'!R128,-9999),-9999)","v":0},{"$f":"IFERROR(IF($D$38>0,'H02'!$R128,-9999),-9999)","v":0},{"$f":"IFERROR(IF($D$39>0,'H03'!$R128,-9999),-9999)","v":0},{"$f":"IFERROR(IF($D$40>0,'H04'!$R128,-9999),-9999)","v":0},{"$f":"IFERROR(IF($D$41>0,'H05'!$R128,-9999),-9999)","v":0},{"$f":"IFERROR(IF($D$42>0,'H06'!$R128,-9999),-9999)","v":0},{"$f":"IFERROR(IF($D$43>0,'H07'!$R128,-9999),-9999)","v":0},{"$f":"IFERROR(IF($D$44>0,'H08'!$R128,-9999),-9999)","v":0},{"$f":"IFERROR(IF($D$45>0,'H09'!$R128,-9999),-9999)","v":0},{"$f":"IFERROR(IF($D$46>0,'H10'!$R128,-9999),-9999)","v":0},0,0,0,0]
[{"$f":"IFERROR(IF($D$37>0,'H01'!R129,-9999),-9999)","v":0},{"$f":"IFERROR(IF($D$38>0,'H02'!$R129,-9999),-9999)","v":0},{"$f":"IFERROR(IF($D$39>0,'H03'!$R129,-9999),-9999)","v":0},{"$f":"IFERROR(IF($D$40>0,'H04'!$R129,-9999),-9999)","v":0},{"$f":"IFERROR(IF($D$41>0,'H05'!$R129,-9999),-9999)","v":0},{"$f":"IFERROR(IF($D$42>0,'H06'!$R129,-9999),-9999)","v":0},{"$f":"IFERROR(IF($D$43>0,'H07'!$R129,-9999),-9999)","v":0},{"$f":"IFERROR(IF($D$44>0,'H08'!$R129,-9999),-9999)","v":0},{"$f":"IFERROR(IF($D$45>0,'H09'!$R129,-9999),-9999)","v":0},{"$f":"IFERROR(IF($D$46>0,'H10'!$R129,-9999),-9999)","v":0},0,0,0,0]
[]
["Reduzierte Vorlauftemperaturen Gruppen"]
["Ist-Zustand"]
["Gruppe 1","Gruppe 2","Gruppe 3","Gruppe 4","Gruppe 5","Gruppe 6","Gruppe 7","Gruppe 8","Gruppe 9","Gruppe 10","Max. Gr. 1-10","min. WE1","min. WE2","min. WE3"]
["[°C]","[°C]","[°C]","[°C]","[°C]","[°C]","[°C]","[°C]","[°C]","[°C]","[°C]","[°C]","[°C]","[°C]"]
[{"$f":"IFERROR(IF($C$37>0,'H01'!$S69,-9999),-9999)","v":0},{"$f":"IFERROR(IF($C$38>0,'H02'!$S69,-9999),-9999)","v":0},{"$f":"IFERROR(IF($C$39>0,'H03'!$S69,-9999),-9999)","v":0},{"$f":"IFERROR(IF($C$40>0,'H04'!$S69,-9999),-9999)","v":0},{"$f":"IFERROR(IF($C$41>0,'H05'!$S69,-9999),-9999)","v":0},{"$f":"IFERROR(IF($C$42>0,'H06'!$S69,-9999),-9999)","v":0},{"$f":"IFERROR(IF($C$43>0,'H07'!$S69,-9999),-9999)","v":0},{"$f":"IFERROR(IF($C$44>0,'H08'!$S69,-9999),-9999)","v":0},{"$f":"IFERROR(IF($C$45>0,'H09'!$S69,-9999),-9999)","v":0},{"$f":"IFERROR(IF($C$46>0,'H10'!$S69,-9999),-9999)","v":0},{"$f":"MAX(A489:J489)","v":0},{"$f":"$F$29","v":0},{"$f":"$H$29","v":0},{"$f":"$J$29","v":0}]
[{"$f":"IFERROR(IF($C$37>0,'H01'!S70,-9999),-9999)","v":0},{"$f":"IFERROR(IF($C$38>0,'H02'!$S70,-9999),-9999)","v":0},{"$f":"IFERROR(IF($C$39>0,'H03'!$S70,-9999),-9999)","v":0},{"$f":"IFERROR(IF($C$40>0,'H04'!$S70,-9999),-9999)","v":0},{"$f":"IFERROR(IF($C$41>0,'H05'!$S70,-9999),-9999)","v":0},{"$f":"IFERROR(IF($C$42>0,'H06'!$S70,-9999),-9999)","v":0},{"$f":"IFERROR(IF($C$43>0,'H07'!$S70,-9999),-9999)","v":0},{"$f":"IFERROR(IF($C$44>0,'H08'!$S70,-9999),-9999)","v":0},{"$f":"IFERROR(IF($C$45>0,'H09'!$S70,-9999),-9999)","v":0},{"$f":"IFERROR(IF($C$46>0,'H10'!$S70,-9999),-9999)","v":0},{"$f":"MAX(A490:J490)","v":0},0,0,0]
[{"$f":"IFERROR(IF($C$37>0,'H01'!S71,-9999),-9999)","v":0},{"$f":"IFERROR(IF($C$38>0,'H02'!$S71,-9999),-9999)","v":0},{"$f":"IFERROR(IF($C$39>0,'H03'!$S71,-9999),-9999)","v":0},{"$f":"IFERROR(IF($C$40>0,'H04'!$S71,-9999),-9999)","v":0},{"$f":"IFERROR(IF($C$41>0,'H05'!$S71,-9999),-9999)","v":0},{"$f":"IFERROR(IF($C$42>0,'H06'!$S71,-9999),-9999)","v":0},{"$f":"IFERROR(IF($C$43>0,'H07'!$S71,-9999),-9999)","v":0},{"$f":"IFERROR(IF($C$44>0,'H08'!$S71,-9999),-9999)","v":0},{"$f":"IFERROR(IF($C$45>0,'H09'!$S71,-9999),-9999)","v":0},{"$f":"IFERROR(IF($C$46>0,'H10'!$S71,-9999),-9999)","v":0},0,0,0,0]
[{"$f":"IFERROR(IF($C$37>0,'H01'!S72,-9999),-9999)","v":0},{"$f":"IFERROR(IF($C$38>0,'H02'!$S72,-9999),-9999)","v":0},{"$f":"IFERROR(IF($C$39>0,'H03'!$S72,-9999),-9999)","v":0},{"$f":"IFERROR(IF($C$40>0,'H04'!$S72,-9999),-9999)","v":0},{"$f":"IFERROR(IF($C$41>0,'H05'!$S72,-9999),-9999)","v":0},{"$f":"IFERROR(IF($C$42>0,'H06'!$S72,-9999),-9999)","v":0},{"$f":"IFERROR(IF($C$43>0,'H07'!$S72,-9999),-9999)","v":0},{"$f":"IFERROR(IF($C$44>0,'H08'!$S72,-9999),-9999)","v":0},{"$f":"IFERROR(IF($C$45>0,'H09'!$S72,-9999),-9999)","v":0},{"$f":"IFERROR(IF($C$46>0,'H10'!$S72,-9999),-9999)","v":0},0,0,0,0]
[{"$f":"IFERROR(IF($C$37>0,'H01'!S73,-9999),-9999)","v":0},{"$f":"IFERROR(IF($C$38>0,'H02'!$S73,-9999),-9999)","v":0},{"$f":"IFERROR(IF($C$39>0,'H03'!$S73,-9999),-9999)","v":0},{"$f":"IFERROR(IF($C$40>0,'H04'!$S73,-9999),-9999)","v":0},{"$f":"IFERROR(IF($C$41>0,'H05'!$S73,-9999),-9999)","v":0},{"$f":"IFERROR(IF($C$42>0,'H06'!$S73,-9999),-9999)","v":0},{"$f":"IFERROR(IF($C$43>0,'H07'!$S73,-9999),-9999)","v":0},{"$f":"IFERROR(IF($C$44>0,'H08'!$S73,-9999),-9999)","v":0},{"$f":"IFERROR(IF($C$45>0,'H09'!$S73,-9999),-9999)","v":0},{"$f":"IFERROR(IF($C$46>0,'H10'!$S73,-9999),-9999)","v":0},0,0,0,0]
[{"$f":"IFERROR(IF($C$37>0,'H01'!S74,-9999),-9999)","v":0},{"$f":"IFERROR(IF($C$38>0,'H02'!$S74,-9999),-9999)","v":0},{"$f":"IFERROR(IF($C$39>0,'H03'!$S74,-9999),-9999)","v":0},{"$f":"IFERROR(IF($C$40>0,'H04'!$S74,-9999),-9999)","v":0},{"$f":"IFERROR(IF($C$41>0,'H05'!$S74,-9999),-9999)","v":0},{"$f":"IFERROR(IF($C$42>0,'H06'!$S74,-9999),-9999)","v":0},{"$f":"IFERROR(IF($C$43>0,'H07'!$S74,-9999),-9999)","v":0},{"$f":"IFERROR(IF($C$44>0,'H08'!$S74,-9999),-9999)","v":0},{"$f":"IFERROR(IF($C$45>0,'H09'!$S74,-9999),-9999)","v":0},{"$f":"IFERROR(IF($C$46>0,'H10'!$S74,-9999),-9999)","v":0},0,0,0,0]
[{"$f":"IFERROR(IF($C$37>0,'H01'!S75,-9999),-9999)","v":0},{"$f":"IFERROR(IF($C$38>0,'H02'!$S75,-9999),-9999)","v":0},{"$f":"IFERROR(IF($C$39>0,'H03'!$S75,-9999),-9999)","v":0},{"$f":"IFERROR(IF($C$40>0,'H04'!$S75,-9999),-9999)","v":0},{"$f":"IFERROR(IF($C$41>0,'H05'!$S75,-9999),-9999)","v":0},{"$f":"IFERROR(IF($C$42>0,'H06'!$S75,-9999),-9999)","v":0},{"$f":"IFERROR(IF($C$43>0,'H07'!$S75,-9999),-9999)","v":0},{"$f":"IFERROR(IF($C$44>0,'H08'!$S75,-9999),-9999)","v":0},{"$f":"IFERROR(IF($C$45>0,'H09'!$S75,-9999),-9999)","v":0},{"$f":"IFERROR(IF($C$46>0,'H10'!$S75,-9999),-9999)","v":0},0,0,0,0]
[{"$f":"IFERROR(IF($C$37>0,'H01'!S76,-9999),-9999)","v":0},{"$f":"IFERROR(IF($C$38>0,'H02'!$S76,-9999),-9999)","v":0},{"$f":"IFERROR(IF($C$39>0,'H03'!$S76,-9999),-9999)","v":0},{"$f":"IFERROR(IF($C$40>0,'H04'!$S76,-9999),-9999)","v":0},{"$f":"IFERROR(IF($C$41>0,'H05'!$S76,-9999),-9999)","v":0},{"$f":"IFERROR(IF($C$42>0,'H06'!$S76,-9999),-9999)","v":0},{"$f":"IFERROR(IF($C$43>0,'H07'!$S76,-9999),-9999)","v":0},{"$f":"IFERROR(IF($C$44>0,'H08'!$S76,-9999),-9999)","v":0},{"$f":"IFERROR(IF($C$45>0,'H09'!$S76,-9999),-9999)","v":0},{"$f":"IFERROR(IF($C$46>0,'H10'!$S76,-9999),-9999)","v":0},0,0,0,0]
[{"$f":"IFERROR(IF($C$37>0,'H01'!S77,-9999),-9999)","v":0},{"$f":"IFERROR(IF($C$38>0,'H02'!$S77,-9999),-9999)","v":0},{"$f":"IFERROR(IF($C$39>0,'H03'!$S77,-9999),-9999)","v":0},{"$f":"IFERROR(IF($C$40>0,'H04'!$S77,-9999),-9999)","v":0},{"$f":"IFERROR(IF($C$41>0,'H05'!$S77,-9999),-9999)","v":0},{"$f":"IFERROR(IF($C$42>0,'H06'!$S77,-9999),-9999)","v":0},{"$f":"IFERROR(IF($C$43>0,'H07'!$S77,-9999),-9999)","v":0},{"$f":"IFERROR(IF($C$44>0,'H08'!$S77,-9999),-9999)","v":0},{"$f":"IFERROR(IF($C$45>0,'H09'!$S77,-9999),-9999)","v":0},{"$f":"IFERROR(IF($C$46>0,'H10'!$S77,-9999),-9999)","v":0},0,0,0,0]
[{"$f":"IFERROR(IF($C$37>0,'H01'!S78,-9999),-9999)","v":0},{"$f":"IFERROR(IF($C$38>0,'H02'!$S78,-9999),-9999)","v":0},{"$f":"IFERROR(IF($C$39>0,'H03'!$S78,-9999),-9999)","v":0},{"$f":"IFERROR(IF($C$40>0,'H04'!$S78,-9999),-9999)","v":0},{"$f":"IFERROR(IF($C$41>0,'H05'!$S78,-9999),-9999)","v":0},{"$f":"IFERROR(IF($C$42>0,'H06'!$S78,-9999),-9999)","v":0},{"$f":"IFERROR(IF($C$43>0,'H07'!$S78,-9999),-9999)","v":0},{"$f":"IFERROR(IF($C$44>0,'H08'!$S78,-9999),-9999)","v":0},{"$f":"IFERROR(IF($C$45>0,'H09'!$S78,-9999),-9999)","v":0},{"$f":"IFERROR(IF($C$46>0,'H10'!$S78,-9999),-9999)","v":0},0,0,0,0]
[{"$f":"IFERROR(IF($C$37>0,'H01'!S79,-9999),-9999)","v":0},{"$f":"IFERROR(IF($C$38>0,'H02'!$S79,-9999),-9999)","v":0},{"$f":"IFERROR(IF($C$39>0,'H03'!$S79,-9999),-9999)","v":0},{"$f":"IFERROR(IF($C$40>0,'H04'!$S79,-9999),-9999)","v":0},{"$f":"IFERROR(IF($C$41>0,'H05'!$S79,-9999),-9999)","v":0},{"$f":"IFERROR(IF($C$42>0,'H06'!$S79,-9999),-9999)","v":0},{"$f":"IFERROR(IF($C$43>0,'H07'!$S79,-9999),-9999)","v":0},{"$f":"IFERROR(IF($C$44>0,'H08'!$S79,-9999),-9999)","v":0},{"$f":"IFERROR(IF($C$45>0,'H09'!$S79,-9999),-9999)","v":0},{"$f":"IFERROR(IF($C$46>0,'H10'!$S79,-9999),-9999)","v":0},0,0,0,0]
[{"$f":"IFERROR(IF($C$37>0,'H01'!S80,-9999),-9999)","v":0},{"$f":"IFERROR(IF($C$38>0,'H02'!$S80,-9999),-9999)","v":0},{"$f":"IFERROR(IF($C$39>0,'H03'!$S80,-9999),-9999)","v":0},{"$f":"IFERROR(IF($C$40>0,'H04'!$S80,-9999),-9999)","v":0},{"$f":"IFERROR(IF($C$41>0,'H05'!$S80,-9999),-9999)","v":0},{"$f":"IFERROR(IF($C$42>0,'H06'!$S80,-9999),-9999)","v":0},{"$f":"IFERROR(IF($C$43>0,'H07'!$S80,-9999),-9999)","v":0},{"$f":"IFERROR(IF($C$44>0,'H08'!$S80,-9999),-9999)","v":0},{"$f":"IFERROR(IF($C$45>0,'H09'!$S80,-9999),-9999)","v":0},{"$f":"IFERROR(IF($C$46>0,'H10'!$S80,-9999),-9999)","v":0},0,0,0,0]
[{"$f":"IFERROR(IF($C$37>0,'H01'!S81,-9999),-9999)","v":0},{"$f":"IFERROR(IF($C$38>0,'H02'!$S81,-9999),-9999)","v":0},{"$f":"IFERROR(IF($C$39>0,'H03'!$S81,-9999),-9999)","v":0},{"$f":"IFERROR(IF($C$40>0,'H04'!$S81,-9999),-9999)","v":0},{"$f":"IFERROR(IF($C$41>0,'H05'!$S81,-9999),-9999)","v":0},{"$f":"IFERROR(IF($C$42>0,'H06'!$S81,-9999),-9999)","v":0},{"$f":"IFERROR(IF($C$43>0,'H07'!$S81,-9999),-9999)","v":0},{"$f":"IFERROR(IF($C$44>0,'H08'!$S81,-9999),-9999)","v":0},{"$f":"IFERROR(IF($C$45>0,'H09'!$S81,-9999),-9999)","v":0},{"$f":"IFERROR(IF($C$46>0,'H10'!$S81,-9999),-9999)","v":0},0,0,0,0]
[{"$f":"IFERROR(IF($C$37>0,'H01'!S82,-9999),-9999)","v":0},{"$f":"IFERROR(IF($C$38>0,'H02'!$S82,-9999),-9999)","v":0},{"$f":"IFERROR(IF($C$39>0,'H03'!$S82,-9999),-9999)","v":0},{"$f":"IFERROR(IF($C$40>0,'H04'!$S82,-9999),-9999)","v":0},{"$f":"IFERROR(IF($C$41>0,'H05'!$S82,-9999),-9999)","v":0},{"$f":"IFERROR(IF($C$42>0,'H06'!$S82,-9999),-9999)","v":0},{"$f":"IFERROR(IF($C$43>0,'H07'!$S82,-9999),-9999)","v":0},{"$f":"IFERROR(IF($C$44>0,'H08'!$S82,-9999),-9999)","v":0},{"$f":"IFERROR(IF($C$45>0,'H09'!$S82,-9999),-9999)","v":0},{"$f":"IFERROR(IF($C$46>0,'H10'!$S82,-9999),-9999)","v":0},0,0,0,0]
[{"$f":"IFERROR(IF($C$37>0,'H01'!S83,-9999),-9999)","v":0},{"$f":"IFERROR(IF($C$38>0,'H02'!$S83,-9999),-9999)","v":0},{"$f":"IFERROR(IF($C$39>0,'H03'!$S83,-9999),-9999)","v":0},{"$f":"IFERROR(IF($C$40>0,'H04'!$S83,-9999),-9999)","v":0},{"$f":"IFERROR(IF($C$41>0,'H05'!$S83,-9999),-9999)","v":0},{"$f":"IFERROR(IF($C$42>0,'H06'!$S83,-9999),-9999)","v":0},{"$f":"IFERROR(IF($C$43>0,'H07'!$S83,-9999),-9999)","v":0},{"$f":"IFERROR(IF($C$44>0,'H08'!$S83,-9999),-9999)","v":0},{"$f":"IFERROR(IF($C$45>0,'H09'!$S83,-9999),-9999)","v":0},{"$f":"IFERROR(IF($C$46>0,'H10'!$S83,-9999),-9999)","v":0},0,0,0,0]
[{"$f":"IFERROR(IF($C$37>0,'H01'!S84,-9999),-9999)","v":0},{"$f":"IFERROR(IF($C$38>0,'H02'!$S84,-9999),-9999)","v":0},{"$f":"IFERROR(IF($C$39>0,'H03'!$S84,-9999),-9999)","v":0},{"$f":"IFERROR(IF($C$40>0,'H04'!$S84,-9999),-9999)","v":0},{"$f":"IFERROR(IF($C$41>0,'H05'!$S84,-9999),-9999)","v":0},{"$f":"IFERROR(IF($C$42>0,'H06'!$S84,-9999),-9999)","v":0},{"$f":"IFERROR(IF($C$43>0,'H07'!$S84,-9999),-9999)","v":0},{"$f":"IFERROR(IF($C$44>0,'H08'!$S84,-9999),-9999)","v":0},{"$f":"IFERROR(IF($C$45>0,'H09'!$S84,-9999),-9999)","v":0},{"$f":"IFERROR(IF($C$46>0,'H10'!$S84,-9999),-9999)","v":0},0,0,0,0]
[{"$f":"IFERROR(IF($C$37>0,'H01'!S85,-9999),-9999)","v":0},{"$f":"IFERROR(IF($C$38>0,'H02'!$S85,-9999),-9999)","v":0},{"$f":"IFERROR(IF($C$39>0,'H03'!$S85,-9999),-9999)","v":0},{"$f":"IFERROR(IF($C$40>0,'H04'!$S85,-9999),-9999)","v":0},{"$f":"IFERROR(IF($C$41>0,'H05'!$S85,-9999),-9999)","v":0},{"$f":"IFERROR(IF($C$42>0,'H06'!$S85,-9999),-9999)","v":0},{"$f":"IFERROR(IF($C$43>0,'H07'!$S85,-9999),-9999)","v":0},{"$f":"IFERROR(IF($C$44>0,'H08'!$S85,-9999),-9999)","v":0},{"$f":"IFERROR(IF($C$45>0,'H09'!$S85,-9999),-9999)","v":0},{"$f":"IFERROR(IF($C$46>0,'H10'!$S85,-9999),-9999)","v":0},0,0,0,0]
[{"$f":"IFERROR(IF($C$37>0,'H01'!S86,-9999),-9999)","v":0},{"$f":"IFERROR(IF($C$38>0,'H02'!$S86,-9999),-9999)","v":0},{"$f":"IFERROR(IF($C$39>0,'H03'!$S86,-9999),-9999)","v":0},{"$f":"IFERROR(IF($C$40>0,'H04'!$S86,-9999),-9999)","v":0},{"$f":"IFERROR(IF($C$41>0,'H05'!$S86,-9999),-9999)","v":0},{"$f":"IFERROR(IF($C$42>0,'H06'!$S86,-9999),-9999)","v":0},{"$f":"IFERROR(IF($C$43>0,'H07'!$S86,-9999),-9999)","v":0},{"$f":"IFERROR(IF($C$44>0,'H08'!$S86,-9999),-9999)","v":0},{"$f":"IFERROR(IF($C$45>0,'H09'!$S86,-9999),-9999)","v":0},{"$f":"IFERROR(IF($C$46>0,'H10'!$S86,-9999),-9999)","v":0},0,0,0,0]
[{"$f":"IFERROR(IF($C$37>0,'H01'!S87,-9999),-9999)","v":0},{"$f":"IFERROR(IF($C$38>0,'H02'!$S87,-9999),-9999)","v":0},{"$f":"IFERROR(IF($C$39>0,'H03'!$S87,-9999),-9999)","v":0},{"$f":"IFERROR(IF($C$40>0,'H04'!$S87,-9999),-9999)","v":0},{"$f":"IFERROR(IF($C$41>0,'H05'!$S87,-9999),-9999)","v":0},{"$f":"IFERROR(IF($C$42>0,'H06'!$S87,-9999),-9999)","v":0},{"$f":"IFERROR(IF($C$43>0,'H07'!$S87,-9999),-9999)","v":0},{"$f":"IFERROR(IF($C$44>0,'H08'!$S87,-9999),-9999)","v":0},{"$f":"IFERROR(IF($C$45>0,'H09'!$S87,-9999),-9999)","v":0},{"$f":"IFERROR(IF($C$46>0,'H10'!$S87,-9999),-9999)","v":0},0,0,0,0]
[{"$f":"IFERROR(IF($C$37>0,'H01'!S88,-9999),-9999)","v":0},{"$f":"IFERROR(IF($C$38>0,'H02'!$S88,-9999),-9999)","v":0},{"$f":"IFERROR(IF($C$39>0,'H03'!$S88,-9999),-9999)","v":0},{"$f":"IFERROR(IF($C$40>0,'H04'!$S88,-9999),-9999)","v":0},{"$f":"IFERROR(IF($C$41>0,'H05'!$S88,-9999),-9999)","v":0},{"$f":"IFERROR(IF($C$42>0,'H06'!$S88,-9999),-9999)","v":0},{"$f":"IFERROR(IF($C$43>0,'H07'!$S88,-9999),-9999)","v":0},{"$f":"IFERROR(IF($C$44>0,'H08'!$S88,-9999),-9999)","v":0},{"$f":"IFERROR(IF($C$45>0,'H09'!$S88,-9999),-9999)","v":0},{"$f":"IFERROR(IF($C$46>0,'H10'!$S88,-9999),-9999)","v":0},0,0,0,0]
[{"$f":"IFERROR(IF($C$37>0,'H01'!S89,-9999),-9999)","v":0},{"$f":"IFERROR(IF($C$38>0,'H02'!$S89,-9999),-9999)","v":0},{"$f":"IFERROR(IF($C$39>0,'H03'!$S89,-9999),-9999)","v":0},{"$f":"IFERROR(IF($C$40>0,'H04'!$S89,-9999),-9999)","v":0},{"$f":"IFERROR(IF($C$41>0,'H05'!$S89,-9999),-9999)","v":0},{"$f":"IFERROR(IF($C$42>0,'H06'!$S89,-9999),-9999)","v":0},{"$f":"IFERROR(IF($C$43>0,'H07'!$S89,-9999),-9999)","v":0},{"$f":"IFERROR(IF($C$44>0,'H08'!$S89,-9999),-9999)","v":0},{"$f":"IFERROR(IF($C$45>0,'H09'!$S89,-9999),-9999)","v":0},{"$f":"IFERROR(IF($C$46>0,'H10'!$S89,-9999),-9999)","v":0},0,0,0,0]
[{"$f":"IFERROR(IF($C$37>0,'H01'!S90,-9999),-9999)","v":0},{"$f":"IFERROR(IF($C$38>0,'H02'!$S90,-9999),-9999)","v":0},{"$f":"IFERROR(IF($C$39>0,'H03'!$S90,-9999),-9999)","v":0},{"$f":"IFERROR(IF($C$40>0,'H04'!$S90,-9999),-9999)","v":0},{"$f":"IFERROR(IF($C$41>0,'H05'!$S90,-9999),-9999)","v":0},{"$f":"IFERROR(IF($C$42>0,'H06'!$S90,-9999),-9999)","v":0},{"$f":"IFERROR(IF($C$43>0,'H07'!$S90,-9999),-9999)","v":0},{"$f":"IFERROR(IF($C$44>0,'H08'!$S90,-9999),-9999)","v":0},{"$f":"IFERROR(IF($C$45>0,'H09'!$S90,-9999),-9999)","v":0},{"$f":"IFERROR(IF($C$46>0,'H10'!$S90,-9999),-9999)","v":0},0,0,0,0]
[{"$f":"IFERROR(IF($C$37>0,'H01'!S91,-9999),-9999)","v":0},{"$f":"IFERROR(IF($C$38>0,'H02'!$S91,-9999),-9999)","v":0},{"$f":"IFERROR(IF($C$39>0,'H03'!$S91,-9999),-9999)","v":0},{"$f":"IFERROR(IF($C$40>0,'H04'!$S91,-9999),-9999)","v":0},{"$f":"IFERROR(IF($C$41>0,'H05'!$S91,-9999),-9999)","v":0},{"$f":"IFERROR(IF($C$42>0,'H06'!$S91,-9999),-9999)","v":0},{"$f":"IFERROR(IF($C$43>0,'H07'!$S91,-9999),-9999)","v":0},{"$f":"IFERROR(IF($C$44>0,'H08'!$S91,-9999),-9999)","v":0},{"$f":"IFERROR(IF($C$45>0,'H09'!$S91,-9999),-9999)","v":0},{"$f":"IFERROR(IF($C$46>0,'H10'!$S91,-9999),-9999)","v":0},0,0,0,0]
[{"$f":"IFERROR(IF($C$37>0,'H01'!S92,-9999),-9999)","v":0},{"$f":"IFERROR(IF($C$38>0,'H02'!$S92,-9999),-9999)","v":0},{"$f":"IFERROR(IF($C$39>0,'H03'!$S92,-9999),-9999)","v":0},{"$f":"IFERROR(IF($C$40>0,'H04'!$S92,-9999),-9999)","v":0},{"$f":"IFERROR(IF($C$41>0,'H05'!$S92,-9999),-9999)","v":0},{"$f":"IFERROR(IF($C$42>0,'H06'!$S92,-9999),-9999)","v":0},{"$f":"IFERROR(IF($C$43>0,'H07'!$S92,-9999),-9999)","v":0},{"$f":"IFERROR(IF($C$44>0,'H08'!$S92,-9999),-9999)","v":0},{"$f":"IFERROR(IF($C$45>0,'H09'!$S92,-9999),-9999)","v":0},{"$f":"IFERROR(IF($C$46>0,'H10'!$S92,-9999),-9999)","v":0},0,0,0,0]
[{"$f":"IFERROR(IF($C$37>0,'H01'!S93,-9999),-9999)","v":0},{"$f":"IFERROR(IF($C$38>0,'H02'!$S93,-9999),-9999)","v":0},{"$f":"IFERROR(IF($C$39>0,'H03'!$S93,-9999),-9999)","v":0},{"$f":"IFERROR(IF($C$40>0,'H04'!$S93,-9999),-9999)","v":0},{"$f":"IFERROR(IF($C$41>0,'H05'!$S93,-9999),-9999)","v":0},{"$f":"IFERROR(IF($C$42>0,'H06'!$S93,-9999),-9999)","v":0},{"$f":"IFERROR(IF($C$43>0,'H07'!$S93,-9999),-9999)","v":0},{"$f":"IFERROR(IF($C$44>0,'H08'!$S93,-9999),-9999)","v":0},{"$f":"IFERROR(IF($C$45>0,'H09'!$S93,-9999),-9999)","v":0},{"$f":"IFERROR(IF($C$46>0,'H10'!$S93,-9999),-9999)","v":0},0,0,0,0]
[{"$f":"IFERROR(IF($C$37>0,'H01'!S94,-9999),-9999)","v":0},{"$f":"IFERROR(IF($C$38>0,'H02'!$S94,-9999),-9999)","v":0},{"$f":"IFERROR(IF($C$39>0,'H03'!$S94,-9999),-9999)","v":0},{"$f":"IFERROR(IF($C$40>0,'H04'!$S94,-9999),-9999)","v":0},{"$f":"IFERROR(IF($C$41>0,'H05'!$S94,-9999),-9999)","v":0},{"$f":"IFERROR(IF($C$42>0,'H06'!$S94,-9999),-9999)","v":0},{"$f":"IFERROR(IF($C$43>0,'H07'!$S94,-9999),-9999)","v":0},{"$f":"IFERROR(IF($C$44>0,'H08'!$S94,-9999),-9999)","v":0},{"$f":"IFERROR(IF($C$45>0,'H09'!$S94,-9999),-9999)","v":0},{"$f":"IFERROR(IF($C$46>0,'H10'!$S94,-9999),-9999)","v":0},0,0,0,0]
[{"$f":"IFERROR(IF($C$37>0,'H01'!S95,-9999),-9999)","v":0},{"$f":"IFERROR(IF($C$38>0,'H02'!$S95,-9999),-9999)","v":0},{"$f":"IFERROR(IF($C$39>0,'H03'!$S95,-9999),-9999)","v":0},{"$f":"IFERROR(IF($C$40>0,'H04'!$S95,-9999),-9999)","v":0},{"$f":"IFERROR(IF($C$41>0,'H05'!$S95,-9999),-9999)","v":0},{"$f":"IFERROR(IF($C$42>0,'H06'!$S95,-9999),-9999)","v":0},{"$f":"IFERROR(IF($C$43>0,'H07'!$S95,-9999),-9999)","v":0},{"$f":"IFERROR(IF($C$44>0,'H08'!$S95,-9999),-9999)","v":0},{"$f":"IFERROR(IF($C$45>0,'H09'!$S95,-9999),-9999)","v":0},{"$f":"IFERROR(IF($C$46>0,'H10'!$S95,-9999),-9999)","v":0},0,0,0,0]
[{"$f":"IFERROR(IF($C$37>0,'H01'!S96,-9999),-9999)","v":0},{"$f":"IFERROR(IF($C$38>0,'H02'!$S96,-9999),-9999)","v":0},{"$f":"IFERROR(IF($C$39>0,'H03'!$S96,-9999),-9999)","v":0},{"$f":"IFERROR(IF($C$40>0,'H04'!$S96,-9999),-9999)","v":0},{"$f":"IFERROR(IF($C$41>0,'H05'!$S96,-9999),-9999)","v":0},{"$f":"IFERROR(IF($C$42>0,'H06'!$S96,-9999),-9999)","v":0},{"$f":"IFERROR(IF($C$43>0,'H07'!$S96,-9999),-9999)","v":0},{"$f":"IFERROR(IF($C$44>0,'H08'!$S96,-9999),-9999)","v":0},{"$f":"IFERROR(IF($C$45>0,'H09'!$S96,-9999),-9999)","v":0},{"$f":"IFERROR(IF($C$46>0,'H10'!$S96,-9999),-9999)","v":0},0,0,0,0]
[{"$f":"IFERROR(IF($C$37>0,'H01'!S97,-9999),-9999)","v":0},{"$f":"IFERROR(IF($C$38>0,'H02'!$S97,-9999),-9999)","v":0},{"$f":"IFERROR(IF($C$39>0,'H03'!$S97,-9999),-9999)","v":0},{"$f":"IFERROR(IF($C$40>0,'H04'!$S97,-9999),-9999)","v":0},{"$f":"IFERROR(IF($C$41>0,'H05'!$S97,-9999),-9999)","v":0},{"$f":"IFERROR(IF($C$42>0,'H06'!$S97,-9999),-9999)","v":0},{"$f":"IFERROR(IF($C$43>0,'H07'!$S97,-9999),-9999)","v":0},{"$f":"IFERROR(IF($C$44>0,'H08'!$S97,-9999),-9999)","v":0},{"$f":"IFERROR(IF($C$45>0,'H09'!$S97,-9999),-9999)","v":0},{"$f":"IFERROR(IF($C$46>0,'H10'!$S97,-9999),-9999)","v":0},0,0,0,0]
[{"$f":"IFERROR(IF($C$37>0,'H01'!S98,-9999),-9999)","v":0},{"$f":"IFERROR(IF($C$38>0,'H02'!$S98,-9999),-9999)","v":0},{"$f":"IFERROR(IF($C$39>0,'H03'!$S98,-9999),-9999)","v":0},{"$f":"IFERROR(IF($C$40>0,'H04'!$S98,-9999),-9999)","v":0},{"$f":"IFERROR(IF($C$41>0,'H05'!$S98,-9999),-9999)","v":0},{"$f":"IFERROR(IF($C$42>0,'H06'!$S98,-9999),-9999)","v":0},{"$f":"IFERROR(IF($C$43>0,'H07'!$S98,-9999),-9999)","v":0},{"$f":"IFERROR(IF($C$44>0,'H08'!$S98,-9999),-9999)","v":0},{"$f":"IFERROR(IF($C$45>0,'H09'!$S98,-9999),-9999)","v":0},{"$f":"IFERROR(IF($C$46>0,'H10'!$S98,-9999),-9999)","v":0},0,0,0,0]
[{"$f":"IFERROR(IF($C$37>0,'H01'!S99,-9999),-9999)","v":0},{"$f":"IFERROR(IF($C$38>0,'H02'!$S99,-9999),-9999)","v":0},{"$f":"IFERROR(IF($C$39>0,'H03'!$S99,-9999),-9999)","v":0},{"$f":"IFERROR(IF($C$40>0,'H04'!$S99,-9999),-9999)","v":0},{"$f":"IFERROR(IF($C$41>0,'H05'!$S99,-9999),-9999)","v":0},{"$f":"IFERROR(IF($C$42>0,'H06'!$S99,-9999),-9999)","v":0},{"$f":"IFERROR(IF($C$43>0,'H07'!$S99,-9999),-9999)","v":0},{"$f":"IFERROR(IF($C$44>0,'H08'!$S99,-9999),-9999)","v":0},{"$f":"IFERROR(IF($C$45>0,'H09'!$S99,-9999),-9999)","v":0},{"$f":"IFERROR(IF($C$46>0,'H10'!$S99,-9999),-9999)","v":0},0,0,0,0]
[{"$f":"IFERROR(IF($C$37>0,'H01'!S100,-9999),-9999)","v":0},{"$f":"IFERROR(IF($C$38>0,'H02'!$S100,-9999),-9999)","v":0},{"$f":"IFERROR(IF($C$39>0,'H03'!$S100,-9999),-9999)","v":0},{"$f":"IFERROR(IF($C$40>0,'H04'!$S100,-9999),-9999)","v":0},{"$f":"IFERROR(IF($C$41>0,'H05'!$S100,-9999),-9999)","v":0},{"$f":"IFERROR(IF($C$42>0,'H06'!$S100,-9999),-9999)","v":0},{"$f":"IFERROR(IF($C$43>0,'H07'!$S100,-9999),-9999)","v":0},{"$f":"IFERROR(IF($C$44>0,'H08'!$S100,-9999),-9999)","v":0},{"$f":"IFERROR(IF($C$45>0,'H09'!$S100,-9999),-9999)","v":0},{"$f":"IFERROR(IF($C$46>0,'H10'!$S100,-9999),-9999)","v":0},0,0,0,0]
[{"$f":"IFERROR(IF($C$37>0,'H01'!S101,-9999),-9999)","v":0},{"$f":"IFERROR(IF($C$38>0,'H02'!$S101,-9999),-9999)","v":0},{"$f":"IFERROR(IF($C$39>0,'H03'!$S101,-9999),-9999)","v":0},{"$f":"IFERROR(IF($C$40>0,'H04'!$S101,-9999),-9999)","v":0},{"$f":"IFERROR(IF($C$41>0,'H05'!$S101,-9999),-9999)","v":0},{"$f":"IFERROR(IF($C$42>0,'H06'!$S101,-9999),-9999)","v":0},{"$f":"IFERROR(IF($C$43>0,'H07'!$S101,-9999),-9999)","v":0},{"$f":"IFERROR(IF($C$44>0,'H08'!$S101,-9999),-9999)","v":0},{"$f":"IFERROR(IF($C$45>0,'H09'!$S101,-9999),-9999)","v":0},{"$f":"IFERROR(IF($C$46>0,'H10'!$S101,-9999),-9999)","v":0},0,{"$f":"$F$29","v":0},{"$f":"$H$29","v":0},{"$f":"$J$29","v":0}]
[{"$f":"IFERROR(IF($C$37>0,'H01'!S102,-9999),-9999)","v":0},{"$f":"IFERROR(IF($C$38>0,'H02'!$S102,-9999),-9999)","v":0},{"$f":"IFERROR(IF($C$39>0,'H03'!$S102,-9999),-9999)","v":0},{"$f":"IFERROR(IF($C$40>0,'H04'!$S102,-9999),-9999)","v":0},{"$f":"IFERROR(IF($C$41>0,'H05'!$S102,-9999),-9999)","v":0},{"$f":"IFERROR(IF($C$42>0,'H06'!$S102,-9999),-9999)","v":0},{"$f":"IFERROR(IF($C$43>0,'H07'!$S102,-9999),-9999)","v":0},{"$f":"IFERROR(IF($C$44>0,'H08'!$S102,-9999),-9999)","v":0},{"$f":"IFERROR(IF($C$45>0,'H09'!$S102,-9999),-9999)","v":0},{"$f":"IFERROR(IF($C$46>0,'H10'!$S102,-9999),-9999)","v":0},0,0,0,0]
[{"$f":"IFERROR(IF($C$37>0,'H01'!S103,-9999),-9999)","v":0},{"$f":"IFERROR(IF($C$38>0,'H02'!$S103,-9999),-9999)","v":0},{"$f":"IFERROR(IF($C$39>0,'H03'!$S103,-9999),-9999)","v":0},{"$f":"IFERROR(IF($C$40>0,'H04'!$S103,-9999),-9999)","v":0},{"$f":"IFERROR(IF($C$41>0,'H05'!$S103,-9999),-9999)","v":0},{"$f":"IFERROR(IF($C$42>0,'H06'!$S103,-9999),-9999)","v":0},{"$f":"IFERROR(IF($C$43>0,'H07'!$S103,-9999),-9999)","v":0},{"$f":"IFERROR(IF($C$44>0,'H08'!$S103,-9999),-9999)","v":0},{"$f":"IFERROR(IF($C$45>0,'H09'!$S103,-9999),-9999)","v":0},{"$f":"IFERROR(IF($C$46>0,'H10'!$S103,-9999),-9999)","v":0},0,0,0,0]
[{"$f":"IFERROR(IF($C$37>0,'H01'!S104,-9999),-9999)","v":0},{"$f":"IFERROR(IF($C$38>0,'H02'!$S104,-9999),-9999)","v":0},{"$f":"IFERROR(IF($C$39>0,'H03'!$S104,-9999),-9999)","v":0},{"$f":"IFERROR(IF($C$40>0,'H04'!$S104,-9999),-9999)","v":0},{"$f":"IFERROR(IF($C$41>0,'H05'!$S104,-9999),-9999)","v":0},{"$f":"IFERROR(IF($C$42>0,'H06'!$S104,-9999),-9999)","v":0},{"$f":"IFERROR(IF($C$43>0,'H07'!$S104,-9999),-9999)","v":0},{"$f":"IFERROR(IF($C$44>0,'H08'!$S104,-9999),-9999)","v":0},{"$f":"IFERROR(IF($C$45>0,'H09'!$S104,-9999),-9999)","v":0},{"$f":"IFERROR(IF($C$46>0,'H10'!$S104,-9999),-9999)","v":0},0,0,0,0]
[{"$f":"IFERROR(IF($C$37>0,'H01'!S105,-9999),-9999)","v":0},{"$f":"IFERROR(IF($C$38>0,'H02'!$S105,-9999),-9999)","v":0},{"$f":"IFERROR(IF($C$39>0,'H03'!$S105,-9999),-9999)","v":0},{"$f":"IFERROR(IF($C$40>0,'H04'!$S105,-9999),-9999)","v":0},{"$f":"IFERROR(IF($C$41>0,'H05'!$S105,-9999),-9999)","v":0},{"$f":"IFERROR(IF($C$42>0,'H06'!$S105,-9999),-9999)","v":0},{"$f":"IFERROR(IF($C$43>0,'H07'!$S105,-9999),-9999)","v":0},{"$f":"IFERROR(IF($C$44>0,'H08'!$S105,-9999),-9999)","v":0},{"$f":"IFERROR(IF($C$45>0,'H09'!$S105,-9999),-9999)","v":0},{"$f":"IFERROR(IF($C$46>0,'H10'!$S105,-9999),-9999)","v":0},0,0,0,0]
[{"$f":"IFERROR(IF($C$37>0,'H01'!S106,-9999),-9999)","v":0},{"$f":"IFERROR(IF($C$38>0,'H02'!$S106,-9999),-9999)","v":0},{"$f":"IFERROR(IF($C$39>0,'H03'!$S106,-9999),-9999)","v":0},{"$f":"IFERROR(IF($C$40>0,'H04'!$S106,-9999),-9999)","v":0},{"$f":"IFERROR(IF($C$41>0,'H05'!$S106,-9999),-9999)","v":0},{"$f":"IFERROR(IF($C$42>0,'H06'!$S106,-9999),-9999)","v":0},{"$f":"IFERROR(IF($C$43>0,'H07'!$S106,-9999),-9999)","v":0},{"$f":"IFERROR(IF($C$44>0,'H08'!$S106,-9999),-9999)","v":0},{"$f":"IFERROR(IF($C$45>0,'H09'!$S106,-9999),-9999)","v":0},{"$f":"IFERROR(IF($C$46>0,'H10'!$S106,-9999),-9999)","v":0},0,0,0,0]
[{"$f":"IFERROR(IF($C$37>0,'H01'!S107,-9999),-9999)","v":0},{"$f":"IFERROR(IF($C$38>0,'H02'!$S107,-9999),-9999)","v":0},{"$f":"IFERROR(IF($C$39>0,'H03'!$S107,-9999),-9999)","v":0},{"$f":"IFERROR(IF($C$40>0,'H04'!$S107,-9999),-9999)","v":0},{"$f":"IFERROR(IF($C$41>0,'H05'!$S107,-9999),-9999)","v":0},{"$f":"IFERROR(IF($C$42>0,'H06'!$S107,-9999),-9999)","v":0},{"$f":"IFERROR(IF($C$43>0,'H07'!$S107,-9999),-9999)","v":0},{"$f":"IFERROR(IF($C$44>0,'H08'!$S107,-9999),-9999)","v":0},{"$f":"IFERROR(IF($C$45>0,'H09'!$S107,-9999),-9999)","v":0},{"$f":"IFERROR(IF($C$46>0,'H10'!$S107,-9999),-9999)","v":0},0,0,0,0]
[{"$f":"IFERROR(IF($C$37>0,'H01'!S108,-9999),-9999)","v":0},{"$f":"IFERROR(IF($C$38>0,'H02'!$S108,-9999),-9999)","v":0},{"$f":"IFERROR(IF($C$39>0,'H03'!$S108,-9999),-9999)","v":0},{"$f":"IFERROR(IF($C$40>0,'H04'!$S108,-9999),-9999)","v":0},{"$f":"IFERROR(IF($C$41>0,'H05'!$S108,-9999),-9999)","v":0},{"$f":"IFERROR(IF($C$42>0,'H06'!$S108,-9999),-9999)","v":0},{"$f":"IFERROR(IF($C$43>0,'H07'!$S108,-9999),-9999)","v":0},{"$f":"IFERROR(IF($C$44>0,'H08'!$S108,-9999),-9999)","v":0},{"$f":"IFERROR(IF($C$45>0,'H09'!$S108,-9999),-9999)","v":0},{"$f":"IFERROR(IF($C$46>0,'H10'!$S108,-9999),-9999)","v":0},0,0,0,0]
[{"$f":"IFERROR(IF($C$37>0,'H01'!S109,-9999),-9999)","v":0},{"$f":"IFERROR(IF($C$38>0,'H02'!$S109,-9999),-9999)","v":0},{"$f":"IFERROR(IF($C$39>0,'H03'!$S109,-9999),-9999)","v":0},{"$f":"IFERROR(IF($C$40>0,'H04'!$S109,-9999),-9999)","v":0},{"$f":"IFERROR(IF($C$41>0,'H05'!$S109,-9999),-9999)","v":0},{"$f":"IFERROR(IF($C$42>0,'H06'!$S109,-9999),-9999)","v":0},{"$f":"IFERROR(IF($C$43>0,'H07'!$S109,-9999),-9999)","v":0},{"$f":"IFERROR(IF($C$44>0,'H08'!$S109,-9999),-9999)","v":0},{"$f":"IFERROR(IF($C$45>0,'H09'!$S109,-9999),-9999)","v":0},{"$f":"IFERROR(IF($C$46>0,'H10'!$S109,-9999),-9999)","v":0},0,0,0,0]
[{"$f":"IFERROR(IF($C$37>0,'H01'!S110,-9999),-9999)","v":0},{"$f":"IFERROR(IF($C$38>0,'H02'!$S110,-9999),-9999)","v":0},{"$f":"IFERROR(IF($C$39>0,'H03'!$S110,-9999),-9999)","v":0},{"$f":"IFERROR(IF($C$40>0,'H04'!$S110,-9999),-9999)","v":0},{"$f":"IFERROR(IF($C$41>0,'H05'!$S110,-9999),-9999)","v":0},{"$f":"IFERROR(IF($C$42>0,'H06'!$S110,-9999),-9999)","v":0},{"$f":"IFERROR(IF($C$43>0,'H07'!$S110,-9999),-9999)","v":0},{"$f":"IFERROR(IF($C$44>0,'H08'!$S110,-9999),-9999)","v":0},{"$f":"IFERROR(IF($C$45>0,'H09'!$S110,-9999),-9999)","v":0},{"$f":"IFERROR(IF($C$46>0,'H10'!$S110,-9999),-9999)","v":0},0,0,0,0]
[{"$f":"IFERROR(IF($C$37>0,'H01'!S111,-9999),-9999)","v":0},{"$f":"IFERROR(IF($C$38>0,'H02'!$S111,-9999),-9999)","v":0},{"$f":"IFERROR(IF($C$39>0,'H03'!$S111,-9999),-9999)","v":0},{"$f":"IFERROR(IF($C$40>0,'H04'!$S111,-9999),-9999)","v":0},{"$f":"IFERROR(IF($C$41>0,'H05'!$S111,-9999),-9999)","v":0},{"$f":"IFERROR(IF($C$42>0,'H06'!$S111,-9999),-9999)","v":0},{"$f":"IFERROR(IF($C$43>0,'H07'!$S111,-9999),-9999)","v":0},{"$f":"IFERROR(IF($C$44>0,'H08'!$S111,-9999),-9999)","v":0},{"$f":"IFERROR(IF($C$45>0,'H09'!$S111,-9999),-9999)","v":0},{"$f":"IFERROR(IF($C$46>0,'H10'!$S111,-9999),-9999)","v":0},0,0,0,0]
[{"$f":"IFERROR(IF($C$37>0,'H01'!S112,-9999),-9999)","v":0},{"$f":"IFERROR(IF($C$38>0,'H02'!$S112,-9999),-9999)","v":0},{"$f":"IFERROR(IF($C$39>0,'H03'!$S112,-9999),-9999)","v":0},{"$f":"IFERROR(IF($C$40>0,'H04'!$S112,-9999),-9999)","v":0},{"$f":"IFERROR(IF($C$41>0,'H05'!$S112,-9999),-9999)","v":0},{"$f":"IFERROR(IF($C$42>0,'H06'!$S112,-9999),-9999)","v":0},{"$f":"IFERROR(IF($C$43>0,'H07'!$S112,-9999),-9999)","v":0},{"$f":"IFERROR(IF($C$44>0,'H08'!$S112,-9999),-9999)","v":0},{"$f":"IFERROR(IF($C$45>0,'H09'!$S112,-9999),-9999)","v":0},{"$f":"IFERROR(IF($C$46>0,'H10'!$S112,-9999),-9999)","v":0},0,0,0,0]
[{"$f":"IFERROR(IF($C$37>0,'H01'!S113,-9999),-9999)","v":0},{"$f":"IFERROR(IF($C$38>0,'H02'!$S113,-9999),-9999)","v":0},{"$f":"IFERROR(IF($C$39>0,'H03'!$S113,-9999),-9999)","v":0},{"$f":"IFERROR(IF($C$40>0,'H04'!$S113,-9999),-9999)","v":0},{"$f":"IFERROR(IF($C$41>0,'H05'!$S113,-9999),-9999)","v":0},{"$f":"IFERROR(IF($C$42>0,'H06'!$S113,-9999),-9999)","v":0},{"$f":"IFERROR(IF($C$43>0,'H07'!$S113,-9999),-9999)","v":0},{"$f":"IFERROR(IF($C$44>0,'H08'!$S113,-9999),-9999)","v":0},{"$f":"IFERROR(IF($C$45>0,'H09'!$S113,-9999),-9999)","v":0},{"$f":"IFERROR(IF($C$46>0,'H10'!$S113,-9999),-9999)","v":0},0,0,0,0]
[{"$f":"IFERROR(IF($C$37>0,'H01'!S114,-9999),-9999)","v":0},{"$f":"IFERROR(IF($C$38>0,'H02'!$S114,-9999),-9999)","v":0},{"$f":"IFERROR(IF($C$39>0,'H03'!$S114,-9999),-9999)","v":0},{"$f":"IFERROR(IF($C$40>0,'H04'!$S114,-9999),-9999)","v":0},{"$f":"IFERROR(IF($C$41>0,'H05'!$S114,-9999),-9999)","v":0},{"$f":"IFERROR(IF($C$42>0,'H06'!$S114,-9999),-9999)","v":0},{"$f":"IFERROR(IF($C$43>0,'H07'!$S114,-9999),-9999)","v":0},{"$f":"IFERROR(IF($C$44>0,'H08'!$S114,-9999),-9999)","v":0},{"$f":"IFERROR(IF($C$45>0,'H09'!$S114,-9999),-9999)","v":0},{"$f":"IFERROR(IF($C$46>0,'H10'!$S114,-9999),-9999)","v":0},0,0,0,0]
[{"$f":"IFERROR(IF($C$37>0,'H01'!S115,-9999),-9999)","v":0},{"$f":"IFERROR(IF($C$38>0,'H02'!$S115,-9999),-9999)","v":0},{"$f":"IFERROR(IF($C$39>0,'H03'!$S115,-9999),-9999)","v":0},{"$f":"IFERROR(IF($C$40>0,'H04'!$S115,-9999),-9999)","v":0},{"$f":"IFERROR(IF($C$41>0,'H05'!$S115,-9999),-9999)","v":0},{"$f":"IFERROR(IF($C$42>0,'H06'!$S115,-9999),-9999)","v":0},{"$f":"IFERROR(IF($C$43>0,'H07'!$S115,-9999),-9999)","v":0},{"$f":"IFERROR(IF($C$44>0,'H08'!$S115,-9999),-9999)","v":0},{"$f":"IFERROR(IF($C$45>0,'H09'!$S115,-9999),-9999)","v":0},{"$f":"IFERROR(IF($C$46>0,'H10'!$S115,-9999),-9999)","v":0},0,0,0,0]
[{"$f":"IFERROR(IF($C$37>0,'H01'!S116,-9999),-9999)","v":0},{"$f":"IFERROR(IF($C$38>0,'H02'!$S116,-9999),-9999)","v":0},{"$f":"IFERROR(IF($C$39>0,'H03'!$S116,-9999),-9999)","v":0},{"$f":"IFERROR(IF($C$40>0,'H04'!$S116,-9999),-9999)","v":0},{"$f":"IFERROR(IF($C$41>0,'H05'!$S116,-9999),-9999)","v":0},{"$f":"IFERROR(IF($C$42>0,'H06'!$S116,-9999),-9999)","v":0},{"$f":"IFERROR(IF($C$43>0,'H07'!$S116,-9999),-9999)","v":0},{"$f":"IFERROR(IF($C$44>0,'H08'!$S116,-9999),-9999)","v":0},{"$f":"IFERROR(IF($C$45>0,'H09'!$S116,-9999),-9999)","v":0},{"$f":"IFERROR(IF($C$46>0,'H10'!$S116,-9999),-9999)","v":0},0,0,0,0]
[{"$f":"IFERROR(IF($C$37>0,'H01'!S117,-9999),-9999)","v":0},{"$f":"IFERROR(IF($C$38>0,'H02'!$S117,-9999),-9999)","v":0},{"$f":"IFERROR(IF($C$39>0,'H03'!$S117,-9999),-9999)","v":0},{"$f":"IFERROR(IF($C$40>0,'H04'!$S117,-9999),-9999)","v":0},{"$f":"IFERROR(IF($C$41>0,'H05'!$S117,-9999),-9999)","v":0},{"$f":"IFERROR(IF($C$42>0,'H06'!$S117,-9999),-9999)","v":0},{"$f":"IFERROR(IF($C$43>0,'H07'!$S117,-9999),-9999)","v":0},{"$f":"IFERROR(IF($C$44>0,'H08'!$S117,-9999),-9999)","v":0},{"$f":"IFERROR(IF($C$45>0,'H09'!$S117,-9999),-9999)","v":0},{"$f":"IFERROR(IF($C$46>0,'H10'!$S117,-9999),-9999)","v":0},0,0,0,0]
[{"$f":"IFERROR(IF($C$37>0,'H01'!S118,-9999),-9999)","v":0},{"$f":"IFERROR(IF($C$38>0,'H02'!$S118,-9999),-9999)","v":0},{"$f":"IFERROR(IF($C$39>0,'H03'!$S118,-9999),-9999)","v":0},{"$f":"IFERROR(IF($C$40>0,'H04'!$S118,-9999),-9999)","v":0},{"$f":"IFERROR(IF($C$41>0,'H05'!$S118,-9999),-9999)","v":0},{"$f":"IFERROR(IF($C$42>0,'H06'!$S118,-9999),-9999)","v":0},{"$f":"IFERROR(IF($C$43>0,'H07'!$S118,-9999),-9999)","v":0},{"$f":"IFERROR(IF($C$44>0,'H08'!$S118,-9999),-9999)","v":0},{"$f":"IFERROR(IF($C$45>0,'H09'!$S118,-9999),-9999)","v":0},{"$f":"IFERROR(IF($C$46>0,'H10'!$S118,-9999),-9999)","v":0},0,0,0,0]
[{"$f":"IFERROR(IF($C$37>0,'H01'!S119,-9999),-9999)","v":0},{"$f":"IFERROR(IF($C$38>0,'H02'!$S119,-9999),-9999)","v":0},{"$f":"IFERROR(IF($C$39>0,'H03'!$S119,-9999),-9999)","v":0},{"$f":"IFERROR(IF($C$40>0,'H04'!$S119,-9999),-9999)","v":0},{"$f":"IFERROR(IF($C$41>0,'H05'!$S119,-9999),-9999)","v":0},{"$f":"IFERROR(IF($C$42>0,'H06'!$S119,-9999),-9999)","v":0},{"$f":"IFERROR(IF($C$43>0,'H07'!$S119,-9999),-9999)","v":0},{"$f":"IFERROR(IF($C$44>0,'H08'!$S119,-9999),-9999)","v":0},{"$f":"IFERROR(IF($C$45>0,'H09'!$S119,-9999),-9999)","v":0},{"$f":"IFERROR(IF($C$46>0,'H10'!$S119,-9999),-9999)","v":0},0,0,0,0]
[{"$f":"IFERROR(IF($C$37>0,'H01'!S120,-9999),-9999)","v":0},{"$f":"IFERROR(IF($C$38>0,'H02'!$S120,-9999),-9999)","v":0},{"$f":"IFERROR(IF($C$39>0,'H03'!$S120,-9999),-9999)","v":0},{"$f":"IFERROR(IF($C$40>0,'H04'!$S120,-9999),-9999)","v":0},{"$f":"IFERROR(IF($C$41>0,'H05'!$S120,-9999),-9999)","v":0},{"$f":"IFERROR(IF($C$42>0,'H06'!$S120,-9999),-9999)","v":0},{"$f":"IFERROR(IF($C$43>0,'H07'!$S120,-9999),-9999)","v":0},{"$f":"IFERROR(IF($C$44>0,'H08'!$S120,-9999),-9999)","v":0},{"$f":"IFERROR(IF($C$45>0,'H09'!$S120,-9999),-9999)","v":0},{"$f":"IFERROR(IF($C$46>0,'H10'!$S120,-9999),-9999)","v":0},0,0,0,0]
[{"$f":"IFERROR(IF($C$37>0,'H01'!S121,-9999),-9999)","v":0},{"$f":"IFERROR(IF($C$38>0,'H02'!$S121,-9999),-9999)","v":0},{"$f":"IFERROR(IF($C$39>0,'H03'!$S121,-9999),-9999)","v":0},{"$f":"IFERROR(IF($C$40>0,'H04'!$S121,-9999),-9999)","v":0},{"$f":"IFERROR(IF($C$41>0,'H05'!$S121,-9999),-9999)","v":0},{"$f":"IFERROR(IF($C$42>0,'H06'!$S121,-9999),-9999)","v":0},{"$f":"IFERROR(IF($C$43>0,'H07'!$S121,-9999),-9999)","v":0},{"$f":"IFERROR(IF($C$44>0,'H08'!$S121,-9999),-9999)","v":0},{"$f":"IFERROR(IF($C$45>0,'H09'!$S121,-9999),-9999)","v":0},{"$f":"IFERROR(IF($C$46>0,'H10'!$S121,-9999),-9999)","v":0},0,0,0,0]
[{"$f":"IFERROR(IF($C$37>0,'H01'!S122,-9999),-9999)","v":0},{"$f":"IFERROR(IF($C$38>0,'H02'!$S122,-9999),-9999)","v":0},{"$f":"IFERROR(IF($C$39>0,'H03'!$S122,-9999),-9999)","v":0},{"$f":"IFERROR(IF($C$40>0,'H04'!$S122,-9999),-9999)","v":0},{"$f":"IFERROR(IF($C$41>0,'H05'!$S122,-9999),-9999)","v":0},{"$f":"IFERROR(IF($C$42>0,'H06'!$S122,-9999),-9999)","v":0},{"$f":"IFERROR(IF($C$43>0,'H07'!$S122,-9999),-9999)","v":0},{"$f":"IFERROR(IF($C$44>0,'H08'!$S122,-9999),-9999)","v":0},{"$f":"IFERROR(IF($C$45>0,'H09'!$S122,-9999),-9999)","v":0},{"$f":"IFERROR(IF($C$46>0,'H10'!$S122,-9999),-9999)","v":0},0,0,0,0]
[{"$f":"IFERROR(IF($C$37>0,'H01'!S123,-9999),-9999)","v":0},{"$f":"IFERROR(IF($C$38>0,'H02'!$S123,-9999),-9999)","v":0},{"$f":"IFERROR(IF($C$39>0,'H03'!$S123,-9999),-9999)","v":0},{"$f":"IFERROR(IF($C$40>0,'H04'!$S123,-9999),-9999)","v":0},{"$f":"IFERROR(IF($C$41>0,'H05'!$S123,-9999),-9999)","v":0},{"$f":"IFERROR(IF($C$42>0,'H06'!$S123,-9999),-9999)","v":0},{"$f":"IFERROR(IF($C$43>0,'H07'!$S123,-9999),-9999)","v":0},{"$f":"IFERROR(IF($C$44>0,'H08'!$S123,-9999),-9999)","v":0},{"$f":"IFERROR(IF($C$45>0,'H09'!$S123,-9999),-9999)","v":0},{"$f":"IFERROR(IF($C$46>0,'H10'!$S123,-9999),-9999)","v":0},0,0,0,0]
[{"$f":"IFERROR(IF($C$37>0,'H01'!S124,-9999),-9999)","v":0},{"$f":"IFERROR(IF($C$38>0,'H02'!$S124,-9999),-9999)","v":0},{"$f":"IFERROR(IF($C$39>0,'H03'!$S124,-9999),-9999)","v":0},{"$f":"IFERROR(IF($C$40>0,'H04'!$S124,-9999),-9999)","v":0},{"$f":"IFERROR(IF($C$41>0,'H05'!$S124,-9999),-9999)","v":0},{"$f":"IFERROR(IF($C$42>0,'H06'!$S124,-9999),-9999)","v":0},{"$f":"IFERROR(IF($C$43>0,'H07'!$S124,-9999),-9999)","v":0},{"$f":"IFERROR(IF($C$44>0,'H08'!$S124,-9999),-9999)","v":0},{"$f":"IFERROR(IF($C$45>0,'H09'!$S124,-9999),-9999)","v":0},{"$f":"IFERROR(IF($C$46>0,'H10'!$S124,-9999),-9999)","v":0},0,0,0,0]
[{"$f":"IFERROR(IF($C$37>0,'H01'!S125,-9999),-9999)","v":0},{"$f":"IFERROR(IF($C$38>0,'H02'!$S125,-9999),-9999)","v":0},{"$f":"IFERROR(IF($C$39>0,'H03'!$S125,-9999),-9999)","v":0},{"$f":"IFERROR(IF($C$40>0,'H04'!$S125,-9999),-9999)","v":0},{"$f":"IFERROR(IF($C$41>0,'H05'!$S125,-9999),-9999)","v":0},{"$f":"IFERROR(IF($C$42>0,'H06'!$S125,-9999),-9999)","v":0},{"$f":"IFERROR(IF($C$43>0,'H07'!$S125,-9999),-9999)","v":0},{"$f":"IFERROR(IF($C$44>0,'H08'!$S125,-9999),-9999)","v":0},{"$f":"IFERROR(IF($C$45>0,'H09'!$S125,-9999),-9999)","v":0},{"$f":"IFERROR(IF($C$46>0,'H10'!$S125,-9999),-9999)","v":0},0,0,0,0]
[{"$f":"IFERROR(IF($C$37>0,'H01'!S126,-9999),-9999)","v":0},{"$f":"IFERROR(IF($C$38>0,'H02'!$S126,-9999),-9999)","v":0},{"$f":"IFERROR(IF($C$39>0,'H03'!$S126,-9999),-9999)","v":0},{"$f":"IFERROR(IF($C$40>0,'H04'!$S126,-9999),-9999)","v":0},{"$f":"IFERROR(IF($C$41>0,'H05'!$S126,-9999),-9999)","v":0},{"$f":"IFERROR(IF($C$42>0,'H06'!$S126,-9999),-9999)","v":0},{"$f":"IFERROR(IF($C$43>0,'H07'!$S126,-9999),-9999)","v":0},{"$f":"IFERROR(IF($C$44>0,'H08'!$S126,-9999),-9999)","v":0},{"$f":"IFERROR(IF($C$45>0,'H09'!$S126,-9999),-9999)","v":0},{"$f":"IFERROR(IF($C$46>0,'H10'!$S126,-9999),-9999)","v":0},0,0,0,0]
[{"$f":"IFERROR(IF($C$37>0,'H01'!S127,-9999),-9999)","v":0},{"$f":"IFERROR(IF($C$38>0,'H02'!$S127,-9999),-9999)","v":0},{"$f":"IFERROR(IF($C$39>0,'H03'!$S127,-9999),-9999)","v":0},{"$f":"IFERROR(IF($C$40>0,'H04'!$S127,-9999),-9999)","v":0},{"$f":"IFERROR(IF($C$41>0,'H05'!$S127,-9999),-9999)","v":0},{"$f":"IFERROR(IF($C$42>0,'H06'!$S127,-9999),-9999)","v":0},{"$f":"IFERROR(IF($C$43>0,'H07'!$S127,-9999),-9999)","v":0},{"$f":"IFERROR(IF($C$44>0,'H08'!$S127,-9999),-9999)","v":0},{"$f":"IFERROR(IF($C$45>0,'H09'!$S127,-9999),-9999)","v":0},{"$f":"IFERROR(IF($C$46>0,'H10'!$S127,-9999),-9999)","v":0},0,0,0,0]
[{"$f":"IFERROR(IF($C$37>0,'H01'!S128,-9999),-9999)","v":0},{"$f":"IFERROR(IF($C$38>0,'H02'!$S128,-9999),-9999)","v":0},{"$f":"IFERROR(IF($C$39>0,'H03'!$S128,-9999),-9999)","v":0},{"$f":"IFERROR(IF($C$40>0,'H04'!$S128,-9999),-9999)","v":0},{"$f":"IFERROR(IF($C$41>0,'H05'!$S128,-9999),-9999)","v":0},{"$f":"IFERROR(IF($C$42>0,'H06'!$S128,-9999),-9999)","v":0},{"$f":"IFERROR(IF($C$43>0,'H07'!$S128,-9999),-9999)","v":0},{"$f":"IFERROR(IF($C$44>0,'H08'!$S128,-9999),-9999)","v":0},{"$f":"IFERROR(IF($C$45>0,'H09'!$S128,-9999),-9999)","v":0},{"$f":"IFERROR(IF($C$46>0,'H10'!$S128,-9999),-9999)","v":0},0,0,0,0]
[{"$f":"IFERROR(IF($C$37>0,'H01'!S129,-9999),-9999)","v":0},{"$f":"IFERROR(IF($C$38>0,'H02'!$S129,-9999),-9999)","v":0},{"$f":"IFERROR(IF($C$39>0,'H03'!$S129,-9999),-9999)","v":0},{"$f":"IFERROR(IF($C$40>0,'H04'!$S129,-9999),-9999)","v":0},{"$f":"IFERROR(IF($C$41>0,'H05'!$S129,-9999),-9999)","v":0},{"$f":"IFERROR(IF($C$42>0,'H06'!$S129,-9999),-9999)","v":0},{"$f":"IFERROR(IF($C$43>0,'H07'!$S129,-9999),-9999)","v":0},{"$f":"IFERROR(IF($C$44>0,'H08'!$S129,-9999),-9999)","v":0},{"$f":"IFERROR(IF($C$45>0,'H09'!$S129,-9999),-9999)","v":0},{"$f":"IFERROR(IF($C$46>0,'H10'!$S129,-9999),-9999)","v":0},0,0,0,0]
[]
["Reduzierte Vorlauftemperaturen Gruppen"]
["Soll-Zustand"]
["Gruppe 1","Gruppe 2","Gruppe 3","Gruppe 4","Gruppe 5","Gruppe 6","Gruppe 7","Gruppe 8","Gruppe 9","Gruppe 10","Max. Gr. 1-10","min. WE1","min. WE2","min. WE3"]
["[°C]","[°C]","[°C]","[°C]","[°C]","[°C]","[°C]","[°C]","[°C]","[°C]","[°C]","[°C]","[°C]","[°C]"]
[{"$f":"IFERROR(IF($D$37>0,'H01'!$T69,-9999),-9999)","v":0},{"$f":"IFERROR(IF($D$38>0,'H02'!$T69,-9999),-9999)","v":0},{"$f":"IFERROR(IF($D$39>0,'H03'!$T69,-9999),-9999)","v":0},{"$f":"IFERROR(IF($D$40>0,'H04'!$T69,-9999),-9999)","v":0},{"$f":"IFERROR(IF($D$41>0,'H05'!$T69,-9999),-9999)","v":0},{"$f":"IFERROR(IF($D$42>0,'H06'!$T69,-9999),-9999)","v":0},{"$f":"IFERROR(IF($D$43>0,'H07'!$T69,-9999),-9999)","v":0},{"$f":"IFERROR(IF($D$44>0,'H08'!$T69,-9999),-9999)","v":0},{"$f":"IFERROR(IF($D$45>0,'H09'!$T69,-9999),-9999)","v":0},{"$f":"IFERROR(IF($D$46>0,'H10'!$T69,-9999),-9999)","v":0},{"$f":"MAX(A555:J555)","v":0},{"$f":"$G$29","v":0},{"$f":"$I$29","v":0},{"$f":"$K$29","v":0}]
[{"$f":"IFERROR(IF($D$37>0,'H01'!T70,-9999),-9999)","v":0},{"$f":"IFERROR(IF($D$38>0,'H02'!$T70,-9999),-9999)","v":0},{"$f":"IFERROR(IF($D$39>0,'H03'!$T70,-9999),-9999)","v":0},{"$f":"IFERROR(IF($D$40>0,'H04'!$T70,-9999),-9999)","v":0},{"$f":"IFERROR(IF($D$41>0,'H05'!$T70,-9999),-9999)","v":0},{"$f":"IFERROR(IF($D$42>0,'H06'!$T70,-9999),-9999)","v":0},{"$f":"IFERROR(IF($D$43>0,'H07'!$T70,-9999),-9999)","v":0},{"$f":"IFERROR(IF($D$44>0,'H08'!$T70,-9999),-9999)","v":0},{"$f":"IFERROR(IF($D$45>0,'H09'!$T70,-9999),-9999)","v":0},{"$f":"IFERROR(IF($D$46>0,'H10'!$T70,-9999),-9999)","v":0},{"$f":"MAX(A556:J556)","v":0},0,0,0]
[{"$f":"IFERROR(IF($D$37>0,'H01'!T71,-9999),-9999)","v":0},{"$f":"IFERROR(IF($D$38>0,'H02'!$T71,-9999),-9999)","v":0},{"$f":"IFERROR(IF($D$39>0,'H03'!$T71,-9999),-9999)","v":0},{"$f":"IFERROR(IF($D$40>0,'H04'!$T71,-9999),-9999)","v":0},{"$f":"IFERROR(IF($D$41>0,'H05'!$T71,-9999),-9999)","v":0},{"$f":"IFERROR(IF($D$42>0,'H06'!$T71,-9999),-9999)","v":0},{"$f":"IFERROR(IF($D$43>0,'H07'!$T71,-9999),-9999)","v":0},{"$f":"IFERROR(IF($D$44>0,'H08'!$T71,-9999),-9999)","v":0},{"$f":"IFERROR(IF($D$45>0,'H09'!$T71,-9999),-9999)","v":0},{"$f":"IFERROR(IF($D$46>0,'H10'!$T71,-9999),-9999)","v":0},0,0,0,0]
[{"$f":"IFERROR(IF($D$37>0,'H01'!T72,-9999),-9999)","v":0},{"$f":"IFERROR(IF($D$38>0,'H02'!$T72,-9999),-9999)","v":0},{"$f":"IFERROR(IF($D$39>0,'H03'!$T72,-9999),-9999)","v":0},{"$f":"IFERROR(IF($D$40>0,'H04'!$T72,-9999),-9999)","v":0},{"$f":"IFERROR(IF($D$41>0,'H05'!$T72,-9999),-9999)","v":0},{"$f":"IFERROR(IF($D$42>0,'H06'!$T72,-9999),-9999)","v":0},{"$f":"IFERROR(IF($D$43>0,'H07'!$T72,-9999),-9999)","v":0},{"$f":"IFERROR(IF($D$44>0,'H08'!$T72,-9999),-9999)","v":0},{"$f":"IFERROR(IF($D$45>0,'H09'!$T72,-9999),-9999)","v":0},{"$f":"IFERROR(IF($D$46>0,'H10'!$T72,-9999),-9999)","v":0},0,0,0,0]
[{"$f":"IFERROR(IF($D$37>0,'H01'!T73,-9999),-9999)","v":0},{"$f":"IFERROR(IF($D$38>0,'H02'!$T73,-9999),-9999)","v":0},{"$f":"IFERROR(IF($D$39>0,'H03'!$T73,-9999),-9999)","v":0},{"$f":"IFERROR(IF($D$40>0,'H04'!$T73,-9999),-9999)","v":0},{"$f":"IFERROR(IF($D$41>0,'H05'!$T73,-9999),-9999)","v":0},{"$f":"IFERROR(IF($D$42>0,'H06'!$T73,-9999),-9999)","v":0},{"$f":"IFERROR(IF($D$43>0,'H07'!$T73,-9999),-9999)","v":0},{"$f":"IFERROR(IF($D$44>0,'H08'!$T73,-9999),-9999)","v":0},{"$f":"IFERROR(IF($D$45>0,'H09'!$T73,-9999),-9999)","v":0},{"$f":"IFERROR(IF($D$46>0,'H10'!$T73,-9999),-9999)","v":0},0,0,0,0]
[{"$f":"IFERROR(IF($D$37>0,'H01'!T74,-9999),-9999)","v":0},{"$f":"IFERROR(IF($D$38>0,'H02'!$T74,-9999),-9999)","v":0},{"$f":"IFERROR(IF($D$39>0,'H03'!$T74,-9999),-9999)","v":0},{"$f":"IFERROR(IF($D$40>0,'H04'!$T74,-9999),-9999)","v":0},{"$f":"IFERROR(IF($D$41>0,'H05'!$T74,-9999),-9999)","v":0},{"$f":"IFERROR(IF($D$42>0,'H06'!$T74,-9999),-9999)","v":0},{"$f":"IFERROR(IF($D$43>0,'H07'!$T74,-9999),-9999)","v":0},{"$f":"IFERROR(IF($D$44>0,'H08'!$T74,-9999),-9999)","v":0},{"$f":"IFERROR(IF($D$45>0,'H09'!$T74,-9999),-9999)","v":0},{"$f":"IFERROR(IF($D$46>0,'H10'!$T74,-9999),-9999)","v":0},0,0,0,0]
[{"$f":"IFERROR(IF($D$37>0,'H01'!T75,-9999),-9999)","v":0},{"$f":"IFERROR(IF($D$38>0,'H02'!$T75,-9999),-9999)","v":0},{"$f":"IFERROR(IF($D$39>0,'H03'!$T75,-9999),-9999)","v":0},{"$f":"IFERROR(IF($D$40>0,'H04'!$T75,-9999),-9999)","v":0},{"$f":"IFERROR(IF($D$41>0,'H05'!$T75,-9999),-9999)","v":0},{"$f":"IFERROR(IF($D$42>0,'H06'!$T75,-9999),-9999)","v":0},{"$f":"IFERROR(IF($D$43>0,'H07'!$T75,-9999),-9999)","v":0},{"$f":"IFERROR(IF($D$44>0,'H08'!$T75,-9999),-9999)","v":0},{"$f":"IFERROR(IF($D$45>0,'H09'!$T75,-9999),-9999)","v":0},{"$f":"IFERROR(IF($D$46>0,'H10'!$T75,-9999),-9999)","v":0},0,0,0,0]
[{"$f":"IFERROR(IF($D$37>0,'H01'!T76,-9999),-9999)","v":0},{"$f":"IFERROR(IF($D$38>0,'H02'!$T76,-9999),-9999)","v":0},{"$f":"IFERROR(IF($D$39>0,'H03'!$T76,-9999),-9999)","v":0},{"$f":"IFERROR(IF($D$40>0,'H04'!$T76,-9999),-9999)","v":0},{"$f":"IFERROR(IF($D$41>0,'H05'!$T76,-9999),-9999)","v":0},{"$f":"IFERROR(IF($D$42>0,'H06'!$T76,-9999),-9999)","v":0},{"$f":"IFERROR(IF($D$43>0,'H07'!$T76,-9999),-9999)","v":0},{"$f":"IFERROR(IF($D$44>0,'H08'!$T76,-9999),-9999)","v":0},{"$f":"IFERROR(IF($D$45>0,'H09'!$T76,-9999),-9999)","v":0},{"$f":"IFERROR(IF($D$46>0,'H10'!$T76,-9999),-9999)","v":0},0,0,0,0]
[{"$f":"IFERROR(IF($D$37>0,'H01'!T77,-9999),-9999)","v":0},{"$f":"IFERROR(IF($D$38>0,'H02'!$T77,-9999),-9999)","v":0},{"$f":"IFERROR(IF($D$39>0,'H03'!$T77,-9999),-9999)","v":0},{"$f":"IFERROR(IF($D$40>0,'H04'!$T77,-9999),-9999)","v":0},{"$f":"IFERROR(IF($D$41>0,'H05'!$T77,-9999),-9999)","v":0},{"$f":"IFERROR(IF($D$42>0,'H06'!$T77,-9999),-9999)","v":0},{"$f":"IFERROR(IF($D$43>0,'H07'!$T77,-9999),-9999)","v":0},{"$f":"IFERROR(IF($D$44>0,'H08'!$T77,-9999),-9999)","v":0},{"$f":"IFERROR(IF($D$45>0,'H09'!$T77,-9999),-9999)","v":0},{"$f":"IFERROR(IF($D$46>0,'H10'!$T77,-9999),-9999)","v":0},0,0,0,0]
[{"$f":"IFERROR(IF($D$37>0,'H01'!T78,-9999),-9999)","v":0},{"$f":"IFERROR(IF($D$38>0,'H02'!$T78,-9999),-9999)","v":0},{"$f":"IFERROR(IF($D$39>0,'H03'!$T78,-9999),-9999)","v":0},{"$f":"IFERROR(IF($D$40>0,'H04'!$T78,-9999),-9999)","v":0},{"$f":"IFERROR(IF($D$41>0,'H05'!$T78,-9999),-9999)","v":0},{"$f":"IFERROR(IF($D$42>0,'H06'!$T78,-9999),-9999)","v":0},{"$f":"IFERROR(IF($D$43>0,'H07'!$T78,-9999),-9999)","v":0},{"$f":"IFERROR(IF($D$44>0,'H08'!$T78,-9999),-9999)","v":0},{"$f":"IFERROR(IF($D$45>0,'H09'!$T78,-9999),-9999)","v":0},{"$f":"IFERROR(IF($D$46>0,'H10'!$T78,-9999),-9999)","v":0},0,0,0,0]
[{"$f":"IFERROR(IF($D$37>0,'H01'!T79,-9999),-9999)","v":0},{"$f":"IFERROR(IF($D$38>0,'H02'!$T79,-9999),-9999)","v":0},{"$f":"IFERROR(IF($D$39>0,'H03'!$T79,-9999),-9999)","v":0},{"$f":"IFERROR(IF($D$40>0,'H04'!$T79,-9999),-9999)","v":0},{"$f":"IFERROR(IF($D$41>0,'H05'!$T79,-9999),-9999)","v":0},{"$f":"IFERROR(IF($D$42>0,'H06'!$T79,-9999),-9999)","v":0},{"$f":"IFERROR(IF($D$43>0,'H07'!$T79,-9999),-9999)","v":0},{"$f":"IFERROR(IF($D$44>0,'H08'!$T79,-9999),-9999)","v":0},{"$f":"IFERROR(IF($D$45>0,'H09'!$T79,-9999),-9999)","v":0},{"$f":"IFERROR(IF($D$46>0,'H10'!$T79,-9999),-9999)","v":0},0,0,0,0]
[{"$f":"IFERROR(IF($D$37>0,'H01'!T80,-9999),-9999)","v":0},{"$f":"IFERROR(IF($D$38>0,'H02'!$T80,-9999),-9999)","v":0},{"$f":"IFERROR(IF($D$39>0,'H03'!$T80,-9999),-9999)","v":0},{"$f":"IFERROR(IF($D$40>0,'H04'!$T80,-9999),-9999)","v":0},{"$f":"IFERROR(IF($D$41>0,'H05'!$T80,-9999),-9999)","v":0},{"$f":"IFERROR(IF($D$42>0,'H06'!$T80,-9999),-9999)","v":0},{"$f":"IFERROR(IF($D$43>0,'H07'!$T80,-9999),-9999)","v":0},{"$f":"IFERROR(IF($D$44>0,'H08'!$T80,-9999),-9999)","v":0},{"$f":"IFERROR(IF($D$45>0,'H09'!$T80,-9999),-9999)","v":0},{"$f":"IFERROR(IF($D$46>0,'H10'!$T80,-9999),-9999)","v":0},0,0,0,0]
[{"$f":"IFERROR(IF($D$37>0,'H01'!T81,-9999),-9999)","v":0},{"$f":"IFERROR(IF($D$38>0,'H02'!$T81,-9999),-9999)","v":0},{"$f":"IFERROR(IF($D$39>0,'H03'!$T81,-9999),-9999)","v":0},{"$f":"IFERROR(IF($D$40>0,'H04'!$T81,-9999),-9999)","v":0},{"$f":"IFERROR(IF($D$41>0,'H05'!$T81,-9999),-9999)","v":0},{"$f":"IFERROR(IF($D$42>0,'H06'!$T81,-9999),-9999)","v":0},{"$f":"IFERROR(IF($D$43>0,'H07'!$T81,-9999),-9999)","v":0},{"$f":"IFERROR(IF($D$44>0,'H08'!$T81,-9999),-9999)","v":0},{"$f":"IFERROR(IF($D$45>0,'H09'!$T81,-9999),-9999)","v":0},{"$f":"IFERROR(IF($D$46>0,'H10'!$T81,-9999),-9999)","v":0},0,0,0,0]
[{"$f":"IFERROR(IF($D$37>0,'H01'!T82,-9999),-9999)","v":0},{"$f":"IFERROR(IF($D$38>0,'H02'!$T82,-9999),-9999)","v":0},{"$f":"IFERROR(IF($D$39>0,'H03'!$T82,-9999),-9999)","v":0},{"$f":"IFERROR(IF($D$40>0,'H04'!$T82,-9999),-9999)","v":0},{"$f":"IFERROR(IF($D$41>0,'H05'!$T82,-9999),-9999)","v":0},{"$f":"IFERROR(IF($D$42>0,'H06'!$T82,-9999),-9999)","v":0},{"$f":"IFERROR(IF($D$43>0,'H07'!$T82,-9999),-9999)","v":0},{"$f":"IFERROR(IF($D$44>0,'H08'!$T82,-9999),-9999)","v":0},{"$f":"IFERROR(IF($D$45>0,'H09'!$T82,-9999),-9999)","v":0},{"$f":"IFERROR(IF($D$46>0,'H10'!$T82,-9999),-9999)","v":0},0,0,0,0]
[{"$f":"IFERROR(IF($D$37>0,'H01'!T83,-9999),-9999)","v":0},{"$f":"IFERROR(IF($D$38>0,'H02'!$T83,-9999),-9999)","v":0},{"$f":"IFERROR(IF($D$39>0,'H03'!$T83,-9999),-9999)","v":0},{"$f":"IFERROR(IF($D$40>0,'H04'!$T83,-9999),-9999)","v":0},{"$f":"IFERROR(IF($D$41>0,'H05'!$T83,-9999),-9999)","v":0},{"$f":"IFERROR(IF($D$42>0,'H06'!$T83,-9999),-9999)","v":0},{"$f":"IFERROR(IF($D$43>0,'H07'!$T83,-9999),-9999)","v":0},{"$f":"IFERROR(IF($D$44>0,'H08'!$T83,-9999),-9999)","v":0},{"$f":"IFERROR(IF($D$45>0,'H09'!$T83,-9999),-9999)","v":0},{"$f":"IFERROR(IF($D$46>0,'H10'!$T83,-9999),-9999)","v":0},0,0,0,0]
[{"$f":"IFERROR(IF($D$37>0,'H01'!T84,-9999),-9999)","v":0},{"$f":"IFERROR(IF($D$38>0,'H02'!$T84,-9999),-9999)","v":0},{"$f":"IFERROR(IF($D$39>0,'H03'!$T84,-9999),-9999)","v":0},{"$f":"IFERROR(IF($D$40>0,'H04'!$T84,-9999),-9999)","v":0},{"$f":"IFERROR(IF($D$41>0,'H05'!$T84,-9999),-9999)","v":0},{"$f":"IFERROR(IF($D$42>0,'H06'!$T84,-9999),-9999)","v":0},{"$f":"IFERROR(IF($D$43>0,'H07'!$T84,-9999),-9999)","v":0},{"$f":"IFERROR(IF($D$44>0,'H08'!$T84,-9999),-9999)","v":0},{"$f":"IFERROR(IF($D$45>0,'H09'!$T84,-9999),-9999)","v":0},{"$f":"IFERROR(IF($D$46>0,'H10'!$T84,-9999),-9999)","v":0},0,0,0,0]
[{"$f":"IFERROR(IF($D$37>0,'H01'!T85,-9999),-9999)","v":0},{"$f":"IFERROR(IF($D$38>0,'H02'!$T85,-9999),-9999)","v":0},{"$f":"IFERROR(IF($D$39>0,'H03'!$T85,-9999),-9999)","v":0},{"$f":"IFERROR(IF($D$40>0,'H04'!$T85,-9999),-9999)","v":0},{"$f":"IFERROR(IF($D$41>0,'H05'!$T85,-9999),-9999)","v":0},{"$f":"IFERROR(IF($D$42>0,'H06'!$T85,-9999),-9999)","v":0},{"$f":"IFERROR(IF($D$43>0,'H07'!$T85,-9999),-9999)","v":0},{"$f":"IFERROR(IF($D$44>0,'H08'!$T85,-9999),-9999)","v":0},{"$f":"IFERROR(IF($D$45>0,'H09'!$T85,-9999),-9999)","v":0},{"$f":"IFERROR(IF($D$46>0,'H10'!$T85,-9999),-9999)","v":0},0,0,0,0]
[{"$f":"IFERROR(IF($D$37>0,'H01'!T86,-9999),-9999)","v":0},{"$f":"IFERROR(IF($D$38>0,'H02'!$T86,-9999),-9999)","v":0},{"$f":"IFERROR(IF($D$39>0,'H03'!$T86,-9999),-9999)","v":0},{"$f":"IFERROR(IF($D$40>0,'H04'!$T86,-9999),-9999)","v":0},{"$f":"IFERROR(IF($D$41>0,'H05'!$T86,-9999),-9999)","v":0},{"$f":"IFERROR(IF($D$42>0,'H06'!$T86,-9999),-9999)","v":0},{"$f":"IFERROR(IF($D$43>0,'H07'!$T86,-9999),-9999)","v":0},{"$f":"IFERROR(IF($D$44>0,'H08'!$T86,-9999),-9999)","v":0},{"$f":"IFERROR(IF($D$45>0,'H09'!$T86,-9999),-9999)","v":0},{"$f":"IFERROR(IF($D$46>0,'H10'!$T86,-9999),-9999)","v":0},0,0,0,0]
[{"$f":"IFERROR(IF($D$37>0,'H01'!T87,-9999),-9999)","v":0},{"$f":"IFERROR(IF($D$38>0,'H02'!$T87,-9999),-9999)","v":0},{"$f":"IFERROR(IF($D$39>0,'H03'!$T87,-9999),-9999)","v":0},{"$f":"IFERROR(IF($D$40>0,'H04'!$T87,-9999),-9999)","v":0},{"$f":"IFERROR(IF($D$41>0,'H05'!$T87,-9999),-9999)","v":0},{"$f":"IFERROR(IF($D$42>0,'H06'!$T87,-9999),-9999)","v":0},{"$f":"IFERROR(IF($D$43>0,'H07'!$T87,-9999),-9999)","v":0},{"$f":"IFERROR(IF($D$44>0,'H08'!$T87,-9999),-9999)","v":0},{"$f":"IFERROR(IF($D$45>0,'H09'!$T87,-9999),-9999)","v":0},{"$f":"IFERROR(IF($D$46>0,'H10'!$T87,-9999),-9999)","v":0},0,0,0,0]
[{"$f":"IFERROR(IF($D$37>0,'H01'!T88,-9999),-9999)","v":0},{"$f":"IFERROR(IF($D$38>0,'H02'!$T88,-9999),-9999)","v":0},{"$f":"IFERROR(IF($D$39>0,'H03'!$T88,-9999),-9999)","v":0},{"$f":"IFERROR(IF($D$40>0,'H04'!$T88,-9999),-9999)","v":0},{"$f":"IFERROR(IF($D$41>0,'H05'!$T88,-9999),-9999)","v":0},{"$f":"IFERROR(IF($D$42>0,'H06'!$T88,-9999),-9999)","v":0},{"$f":"IFERROR(IF($D$43>0,'H07'!$T88,-9999),-9999)","v":0},{"$f":"IFERROR(IF($D$44>0,'H08'!$T88,-9999),-9999)","v":0},{"$f":"IFERROR(IF($D$45>0,'H09'!$T88,-9999),-9999)","v":0},{"$f":"IFERROR(IF($D$46>0,'H10'!$T88,-9999),-9999)","v":0},0,0,0,0]
[{"$f":"IFERROR(IF($D$37>0,'H01'!T89,-9999),-9999)","v":0},{"$f":"IFERROR(IF($D$38>0,'H02'!$T89,-9999),-9999)","v":0},{"$f":"IFERROR(IF($D$39>0,'H03'!$T89,-9999),-9999)","v":0},{"$f":"IFERROR(IF($D$40>0,'H04'!$T89,-9999),-9999)","v":0},{"$f":"IFERROR(IF($D$41>0,'H05'!$T89,-9999),-9999)","v":0},{"$f":"IFERROR(IF($D$42>0,'H06'!$T89,-9999),-9999)","v":0},{"$f":"IFERROR(IF($D$43>0,'H07'!$T89,-9999),-9999)","v":0},{"$f":"IFERROR(IF($D$44>0,'H08'!$T89,-9999),-9999)","v":0},{"$f":"IFERROR(IF($D$45>0,'H09'!$T89,-9999),-9999)","v":0},{"$f":"IFERROR(IF($D$46>0,'H10'!$T89,-9999),-9999)","v":0},0,0,0,0]
[{"$f":"IFERROR(IF($D$37>0,'H01'!T90,-9999),-9999)","v":0},{"$f":"IFERROR(IF($D$38>0,'H02'!$T90,-9999),-9999)","v":0},{"$f":"IFERROR(IF($D$39>0,'H03'!$T90,-9999),-9999)","v":0},{"$f":"IFERROR(IF($D$40>0,'H04'!$T90,-9999),-9999)","v":0},{"$f":"IFERROR(IF($D$41>0,'H05'!$T90,-9999),-9999)","v":0},{"$f":"IFERROR(IF($D$42>0,'H06'!$T90,-9999),-9999)","v":0},{"$f":"IFERROR(IF($D$43>0,'H07'!$T90,-9999),-9999)","v":0},{"$f":"IFERROR(IF($D$44>0,'H08'!$T90,-9999),-9999)","v":0},{"$f":"IFERROR(IF($D$45>0,'H09'!$T90,-9999),-9999)","v":0},{"$f":"IFERROR(IF($D$46>0,'H10'!$T90,-9999),-9999)","v":0},0,0,0,0]
[{"$f":"IFERROR(IF($D$37>0,'H01'!T91,-9999),-9999)","v":0},{"$f":"IFERROR(IF($D$38>0,'H02'!$T91,-9999),-9999)","v":0},{"$f":"IFERROR(IF($D$39>0,'H03'!$T91,-9999),-9999)","v":0},{"$f":"IFERROR(IF($D$40>0,'H04'!$T91,-9999),-9999)","v":0},{"$f":"IFERROR(IF($D$41>0,'H05'!$T91,-9999),-9999)","v":0},{"$f":"IFERROR(IF($D$42>0,'H06'!$T91,-9999),-9999)","v":0},{"$f":"IFERROR(IF($D$43>0,'H07'!$T91,-9999),-9999)","v":0},{"$f":"IFERROR(IF($D$44>0,'H08'!$T91,-9999),-9999)","v":0},{"$f":"IFERROR(IF($D$45>0,'H09'!$T91,-9999),-9999)","v":0},{"$f":"IFERROR(IF($D$46>0,'H10'!$T91,-9999),-9999)","v":0},0,0,0,0]
[{"$f":"IFERROR(IF($D$37>0,'H01'!T92,-9999),-9999)","v":0},{"$f":"IFERROR(IF($D$38>0,'H02'!$T92,-9999),-9999)","v":0},{"$f":"IFERROR(IF($D$39>0,'H03'!$T92,-9999),-9999)","v":0},{"$f":"IFERROR(IF($D$40>0,'H04'!$T92,-9999),-9999)","v":0},{"$f":"IFERROR(IF($D$41>0,'H05'!$T92,-9999),-9999)","v":0},{"$f":"IFERROR(IF($D$42>0,'H06'!$T92,-9999),-9999)","v":0},{"$f":"IFERROR(IF($D$43>0,'H07'!$T92,-9999),-9999)","v":0},{"$f":"IFERROR(IF($D$44>0,'H08'!$T92,-9999),-9999)","v":0},{"$f":"IFERROR(IF($D$45>0,'H09'!$T92,-9999),-9999)","v":0},{"$f":"IFERROR(IF($D$46>0,'H10'!$T92,-9999),-9999)","v":0},0,0,0,0]
[{"$f":"IFERROR(IF($D$37>0,'H01'!T93,-9999),-9999)","v":0},{"$f":"IFERROR(IF($D$38>0,'H02'!$T93,-9999),-9999)","v":0},{"$f":"IFERROR(IF($D$39>0,'H03'!$T93,-9999),-9999)","v":0},{"$f":"IFERROR(IF($D$40>0,'H04'!$T93,-9999),-9999)","v":0},{"$f":"IFERROR(IF($D$41>0,'H05'!$T93,-9999),-9999)","v":0},{"$f":"IFERROR(IF($D$42>0,'H06'!$T93,-9999),-9999)","v":0},{"$f":"IFERROR(IF($D$43>0,'H07'!$T93,-9999),-9999)","v":0},{"$f":"IFERROR(IF($D$44>0,'H08'!$T93,-9999),-9999)","v":0},{"$f":"IFERROR(IF($D$45>0,'H09'!$T93,-9999),-9999)","v":0},{"$f":"IFERROR(IF($D$46>0,'H10'!$T93,-9999),-9999)","v":0},0,0,0,0]
[{"$f":"IFERROR(IF($D$37>0,'H01'!T94,-9999),-9999)","v":0},{"$f":"IFERROR(IF($D$38>0,'H02'!$T94,-9999),-9999)","v":0},{"$f":"IFERROR(IF($D$39>0,'H03'!$T94,-9999),-9999)","v":0},{"$f":"IFERROR(IF($D$40>0,'H04'!$T94,-9999),-9999)","v":0},{"$f":"IFERROR(IF($D$41>0,'H05'!$T94,-9999),-9999)","v":0},{"$f":"IFERROR(IF($D$42>0,'H06'!$T94,-9999),-9999)","v":0},{"$f":"IFERROR(IF($D$43>0,'H07'!$T94,-9999),-9999)","v":0},{"$f":"IFERROR(IF($D$44>0,'H08'!$T94,-9999),-9999)","v":0},{"$f":"IFERROR(IF($D$45>0,'H09'!$T94,-9999),-9999)","v":0},{"$f":"IFERROR(IF($D$46>0,'H10'!$T94,-9999),-9999)","v":0},0,0,0,0]
[{"$f":"IFERROR(IF($D$37>0,'H01'!T95,-9999),-9999)","v":0},{"$f":"IFERROR(IF($D$38>0,'H02'!$T95,-9999),-9999)","v":0},{"$f":"IFERROR(IF($D$39>0,'H03'!$T95,-9999),-9999)","v":0},{"$f":"IFERROR(IF($D$40>0,'H04'!$T95,-9999),-9999)","v":0},{"$f":"IFERROR(IF($D$41>0,'H05'!$T95,-9999),-9999)","v":0},{"$f":"IFERROR(IF($D$42>0,'H06'!$T95,-9999),-9999)","v":0},{"$f":"IFERROR(IF($D$43>0,'H07'!$T95,-9999),-9999)","v":0},{"$f":"IFERROR(IF($D$44>0,'H08'!$T95,-9999),-9999)","v":0},{"$f":"IFERROR(IF($D$45>0,'H09'!$T95,-9999),-9999)","v":0},{"$f":"IFERROR(IF($D$46>0,'H10'!$T95,-9999),-9999)","v":0},0,0,0,0]
[{"$f":"IFERROR(IF($D$37>0,'H01'!T96,-9999),-9999)","v":0},{"$f":"IFERROR(IF($D$38>0,'H02'!$T96,-9999),-9999)","v":0},{"$f":"IFERROR(IF($D$39>0,'H03'!$T96,-9999),-9999)","v":0},{"$f":"IFERROR(IF($D$40>0,'H04'!$T96,-9999),-9999)","v":0},{"$f":"IFERROR(IF($D$41>0,'H05'!$T96,-9999),-9999)","v":0},{"$f":"IFERROR(IF($D$42>0,'H06'!$T96,-9999),-9999)","v":0},{"$f":"IFERROR(IF($D$43>0,'H07'!$T96,-9999),-9999)","v":0},{"$f":"IFERROR(IF($D$44>0,'H08'!$T96,-9999),-9999)","v":0},{"$f":"IFERROR(IF($D$45>0,'H09'!$T96,-9999),-9999)","v":0},{"$f":"IFERROR(IF($D$46>0,'H10'!$T96,-9999),-9999)","v":0},0,0,0,0]
[{"$f":"IFERROR(IF($D$37>0,'H01'!T97,-9999),-9999)","v":0},{"$f":"IFERROR(IF($D$38>0,'H02'!$T97,-9999),-9999)","v":0},{"$f":"IFERROR(IF($D$39>0,'H03'!$T97,-9999),-9999)","v":0},{"$f":"IFERROR(IF($D$40>0,'H04'!$T97,-9999),-9999)","v":0},{"$f":"IFERROR(IF($D$41>0,'H05'!$T97,-9999),-9999)","v":0},{"$f":"IFERROR(IF($D$42>0,'H06'!$T97,-9999),-9999)","v":0},{"$f":"IFERROR(IF($D$43>0,'H07'!$T97,-9999),-9999)","v":0},{"$f":"IFERROR(IF($D$44>0,'H08'!$T97,-9999),-9999)","v":0},{"$f":"IFERROR(IF($D$45>0,'H09'!$T97,-9999),-9999)","v":0},{"$f":"IFERROR(IF($D$46>0,'H10'!$T97,-9999),-9999)","v":0},0,0,0,0]
[{"$f":"IFERROR(IF($D$37>0,'H01'!T98,-9999),-9999)","v":0},{"$f":"IFERROR(IF($D$38>0,'H02'!$T98,-9999),-9999)","v":0},{"$f":"IFERROR(IF($D$39>0,'H03'!$T98,-9999),-9999)","v":0},{"$f":"IFERROR(IF($D$40>0,'H04'!$T98,-9999),-9999)","v":0},{"$f":"IFERROR(IF($D$41>0,'H05'!$T98,-9999),-9999)","v":0},{"$f":"IFERROR(IF($D$42>0,'H06'!$T98,-9999),-9999)","v":0},{"$f":"IFERROR(IF($D$43>0,'H07'!$T98,-9999),-9999)","v":0},{"$f":"IFERROR(IF($D$44>0,'H08'!$T98,-9999),-9999)","v":0},{"$f":"IFERROR(IF($D$45>0,'H09'!$T98,-9999),-9999)","v":0},{"$f":"IFERROR(IF($D$46>0,'H10'!$T98,-9999),-9999)","v":0},0,0,0,0]
[{"$f":"IFERROR(IF($D$37>0,'H01'!T99,-9999),-9999)","v":0},{"$f":"IFERROR(IF($D$38>0,'H02'!$T99,-9999),-9999)","v":0},{"$f":"IFERROR(IF($D$39>0,'H03'!$T99,-9999),-9999)","v":0},{"$f":"IFERROR(IF($D$40>0,'H04'!$T99,-9999),-9999)","v":0},{"$f":"IFERROR(IF($D$41>0,'H05'!$T99,-9999),-9999)","v":0},{"$f":"IFERROR(IF($D$42>0,'H06'!$T99,-9999),-9999)","v":0},{"$f":"IFERROR(IF($D$43>0,'H07'!$T99,-9999),-9999)","v":0},{"$f":"IFERROR(IF($D$44>0,'H08'!$T99,-9999),-9999)","v":0},{"$f":"IFERROR(IF($D$45>0,'H09'!$T99,-9999),-9999)","v":0},{"$f":"IFERROR(IF($D$46>0,'H10'!$T99,-9999),-9999)","v":0},0,0,0,0]
[{"$f":"IFERROR(IF($D$37>0,'H01'!T100,-9999),-9999)","v":0},{"$f":"IFERROR(IF($D$38>0,'H02'!$T100,-9999),-9999)","v":0},{"$f":"IFERROR(IF($D$39>0,'H03'!$T100,-9999),-9999)","v":0},{"$f":"IFERROR(IF($D$40>0,'H04'!$T100,-9999),-9999)","v":0},{"$f":"IFERROR(IF($D$41>0,'H05'!$T100,-9999),-9999)","v":0},{"$f":"IFERROR(IF($D$42>0,'H06'!$T100,-9999),-9999)","v":0},{"$f":"IFERROR(IF($D$43>0,'H07'!$T100,-9999),-9999)","v":0},{"$f":"IFERROR(IF($D$44>0,'H08'!$T100,-9999),-9999)","v":0},{"$f":"IFERROR(IF($D$45>0,'H09'!$T100,-9999),-9999)","v":0},{"$f":"IFERROR(IF($D$46>0,'H10'!$T100,-9999),-9999)","v":0},0,0,0,0]
[{"$f":"IFERROR(IF($D$37>0,'H01'!T101,-9999),-9999)","v":0},{"$f":"IFERROR(IF($D$38>0,'H02'!$T101,-9999),-9999)","v":0},{"$f":"IFERROR(IF($D$39>0,'H03'!$T101,-9999),-9999)","v":0},{"$f":"IFERROR(IF($D$40>0,'H04'!$T101,-9999),-9999)","v":0},{"$f":"IFERROR(IF($D$41>0,'H05'!$T101,-9999),-9999)","v":0},{"$f":"IFERROR(IF($D$42>0,'H06'!$T101,-9999),-9999)","v":0},{"$f":"IFERROR(IF($D$43>0,'H07'!$T101,-9999),-9999)","v":0},{"$f":"IFERROR(IF($D$44>0,'H08'!$T101,-9999),-9999)","v":0},{"$f":"IFERROR(IF($D$45>0,'H09'!$T101,-9999),-9999)","v":0},{"$f":"IFERROR(IF($D$46>0,'H10'!$T101,-9999),-9999)","v":0},0,{"$f":"$G$29","v":0},{"$f":"$I$29","v":0},{"$f":"$K$29","v":0}]
[{"$f":"IFERROR(IF($D$37>0,'H01'!T102,-9999),-9999)","v":0},{"$f":"IFERROR(IF($D$38>0,'H02'!$T102,-9999),-9999)","v":0},{"$f":"IFERROR(IF($D$39>0,'H03'!$T102,-9999),-9999)","v":0},{"$f":"IFERROR(IF($D$40>0,'H04'!$T102,-9999),-9999)","v":0},{"$f":"IFERROR(IF($D$41>0,'H05'!$T102,-9999),-9999)","v":0},{"$f":"IFERROR(IF($D$42>0,'H06'!$T102,-9999),-9999)","v":0},{"$f":"IFERROR(IF($D$43>0,'H07'!$T102,-9999),-9999)","v":0},{"$f":"IFERROR(IF($D$44>0,'H08'!$T102,-9999),-9999)","v":0},{"$f":"IFERROR(IF($D$45>0,'H09'!$T102,-9999),-9999)","v":0},{"$f":"IFERROR(IF($D$46>0,'H10'!$T102,-9999),-9999)","v":0},0,0,0,0]
[{"$f":"IFERROR(IF($D$37>0,'H01'!T103,-9999),-9999)","v":0},{"$f":"IFERROR(IF($D$38>0,'H02'!$T103,-9999),-9999)","v":0},{"$f":"IFERROR(IF($D$39>0,'H03'!$T103,-9999),-9999)","v":0},{"$f":"IFERROR(IF($D$40>0,'H04'!$T103,-9999),-9999)","v":0},{"$f":"IFERROR(IF($D$41>0,'H05'!$T103,-9999),-9999)","v":0},{"$f":"IFERROR(IF($D$42>0,'H06'!$T103,-9999),-9999)","v":0},{"$f":"IFERROR(IF($D$43>0,'H07'!$T103,-9999),-9999)","v":0},{"$f":"IFERROR(IF($D$44>0,'H08'!$T103,-9999),-9999)","v":0},{"$f":"IFERROR(IF($D$45>0,'H09'!$T103,-9999),-9999)","v":0},{"$f":"IFERROR(IF($D$46>0,'H10'!$T103,-9999),-9999)","v":0},0,0,0,0]
[{"$f":"IFERROR(IF($D$37>0,'H01'!T104,-9999),-9999)","v":0},{"$f":"IFERROR(IF($D$38>0,'H02'!$T104,-9999),-9999)","v":0},{"$f":"IFERROR(IF($D$39>0,'H03'!$T104,-9999),-9999)","v":0},{"$f":"IFERROR(IF($D$40>0,'H04'!$T104,-9999),-9999)","v":0},{"$f":"IFERROR(IF($D$41>0,'H05'!$T104,-9999),-9999)","v":0},{"$f":"IFERROR(IF($D$42>0,'H06'!$T104,-9999),-9999)","v":0},{"$f":"IFERROR(IF($D$43>0,'H07'!$T104,-9999),-9999)","v":0},{"$f":"IFERROR(IF($D$44>0,'H08'!$T104,-9999),-9999)","v":0},{"$f":"IFERROR(IF($D$45>0,'H09'!$T104,-9999),-9999)","v":0},{"$f":"IFERROR(IF($D$46>0,'H10'!$T104,-9999),-9999)","v":0},0,0,0,0]
[{"$f":"IFERROR(IF($D$37>0,'H01'!T105,-9999),-9999)","v":0},{"$f":"IFERROR(IF($D$38>0,'H02'!$T105,-9999),-9999)","v":0},{"$f":"IFERROR(IF($D$39>0,'H03'!$T105,-9999),-9999)","v":0},{"$f":"IFERROR(IF($D$40>0,'H04'!$T105,-9999),-9999)","v":0},{"$f":"IFERROR(IF($D$41>0,'H05'!$T105,-9999),-9999)","v":0},{"$f":"IFERROR(IF($D$42>0,'H06'!$T105,-9999),-9999)","v":0},{"$f":"IFERROR(IF($D$43>0,'H07'!$T105,-9999),-9999)","v":0},{"$f":"IFERROR(IF($D$44>0,'H08'!$T105,-9999),-9999)","v":0},{"$f":"IFERROR(IF($D$45>0,'H09'!$T105,-9999),-9999)","v":0},{"$f":"IFERROR(IF($D$46>0,'H10'!$T105,-9999),-9999)","v":0},0,0,0,0]
[{"$f":"IFERROR(IF($D$37>0,'H01'!T106,-9999),-9999)","v":0},{"$f":"IFERROR(IF($D$38>0,'H02'!$T106,-9999),-9999)","v":0},{"$f":"IFERROR(IF($D$39>0,'H03'!$T106,-9999),-9999)","v":0},{"$f":"IFERROR(IF($D$40>0,'H04'!$T106,-9999),-9999)","v":0},{"$f":"IFERROR(IF($D$41>0,'H05'!$T106,-9999),-9999)","v":0},{"$f":"IFERROR(IF($D$42>0,'H06'!$T106,-9999),-9999)","v":0},{"$f":"IFERROR(IF($D$43>0,'H07'!$T106,-9999),-9999)","v":0},{"$f":"IFERROR(IF($D$44>0,'H08'!$T106,-9999),-9999)","v":0},{"$f":"IFERROR(IF($D$45>0,'H09'!$T106,-9999),-9999)","v":0},{"$f":"IFERROR(IF($D$46>0,'H10'!$T106,-9999),-9999)","v":0},0,0,0,0]
[{"$f":"IFERROR(IF($D$37>0,'H01'!T107,-9999),-9999)","v":0},{"$f":"IFERROR(IF($D$38>0,'H02'!$T107,-9999),-9999)","v":0},{"$f":"IFERROR(IF($D$39>0,'H03'!$T107,-9999),-9999)","v":0},{"$f":"IFERROR(IF($D$40>0,'H04'!$T107,-9999),-9999)","v":0},{"$f":"IFERROR(IF($D$41>0,'H05'!$T107,-9999),-9999)","v":0},{"$f":"IFERROR(IF($D$42>0,'H06'!$T107,-9999),-9999)","v":0},{"$f":"IFERROR(IF($D$43>0,'H07'!$T107,-9999),-9999)","v":0},{"$f":"IFERROR(IF($D$44>0,'H08'!$T107,-9999),-9999)","v":0},{"$f":"IFERROR(IF($D$45>0,'H09'!$T107,-9999),-9999)","v":0},{"$f":"IFERROR(IF($D$46>0,'H10'!$T107,-9999),-9999)","v":0},0,0,0,0]
[{"$f":"IFERROR(IF($D$37>0,'H01'!T108,-9999),-9999)","v":0},{"$f":"IFERROR(IF($D$38>0,'H02'!$T108,-9999),-9999)","v":0},{"$f":"IFERROR(IF($D$39>0,'H03'!$T108,-9999),-9999)","v":0},{"$f":"IFERROR(IF($D$40>0,'H04'!$T108,-9999),-9999)","v":0},{"$f":"IFERROR(IF($D$41>0,'H05'!$T108,-9999),-9999)","v":0},{"$f":"IFERROR(IF($D$42>0,'H06'!$T108,-9999),-9999)","v":0},{"$f":"IFERROR(IF($D$43>0,'H07'!$T108,-9999),-9999)","v":0},{"$f":"IFERROR(IF($D$44>0,'H08'!$T108,-9999),-9999)","v":0},{"$f":"IFERROR(IF($D$45>0,'H09'!$T108,-9999),-9999)","v":0},{"$f":"IFERROR(IF($D$46>0,'H10'!$T108,-9999),-9999)","v":0},0,0,0,0]
[{"$f":"IFERROR(IF($D$37>0,'H01'!T109,-9999),-9999)","v":0},{"$f":"IFERROR(IF($D$38>0,'H02'!$T109,-9999),-9999)","v":0},{"$f":"IFERROR(IF($D$39>0,'H03'!$T109,-9999),-9999)","v":0},{"$f":"IFERROR(IF($D$40>0,'H04'!$T109,-9999),-9999)","v":0},{"$f":"IFERROR(IF($D$41>0,'H05'!$T109,-9999),-9999)","v":0},{"$f":"IFERROR(IF($D$42>0,'H06'!$T109,-9999),-9999)","v":0},{"$f":"IFERROR(IF($D$43>0,'H07'!$T109,-9999),-9999)","v":0},{"$f":"IFERROR(IF($D$44>0,'H08'!$T109,-9999),-9999)","v":0},{"$f":"IFERROR(IF($D$45>0,'H09'!$T109,-9999),-9999)","v":0},{"$f":"IFERROR(IF($D$46>0,'H10'!$T109,-9999),-9999)","v":0},0,0,0,0]
[{"$f":"IFERROR(IF($D$37>0,'H01'!T110,-9999),-9999)","v":0},{"$f":"IFERROR(IF($D$38>0,'H02'!$T110,-9999),-9999)","v":0},{"$f":"IFERROR(IF($D$39>0,'H03'!$T110,-9999),-9999)","v":0},{"$f":"IFERROR(IF($D$40>0,'H04'!$T110,-9999),-9999)","v":0},{"$f":"IFERROR(IF($D$41>0,'H05'!$T110,-9999),-9999)","v":0},{"$f":"IFERROR(IF($D$42>0,'H06'!$T110,-9999),-9999)","v":0},{"$f":"IFERROR(IF($D$43>0,'H07'!$T110,-9999),-9999)","v":0},{"$f":"IFERROR(IF($D$44>0,'H08'!$T110,-9999),-9999)","v":0},{"$f":"IFERROR(IF($D$45>0,'H09'!$T110,-9999),-9999)","v":0},{"$f":"IFERROR(IF($D$46>0,'H10'!$T110,-9999),-9999)","v":0},0,0,0,0]
[{"$f":"IFERROR(IF($D$37>0,'H01'!T111,-9999),-9999)","v":0},{"$f":"IFERROR(IF($D$38>0,'H02'!$T111,-9999),-9999)","v":0},{"$f":"IFERROR(IF($D$39>0,'H03'!$T111,-9999),-9999)","v":0},{"$f":"IFERROR(IF($D$40>0,'H04'!$T111,-9999),-9999)","v":0},{"$f":"IFERROR(IF($D$41>0,'H05'!$T111,-9999),-9999)","v":0},{"$f":"IFERROR(IF($D$42>0,'H06'!$T111,-9999),-9999)","v":0},{"$f":"IFERROR(IF($D$43>0,'H07'!$T111,-9999),-9999)","v":0},{"$f":"IFERROR(IF($D$44>0,'H08'!$T111,-9999),-9999)","v":0},{"$f":"IFERROR(IF($D$45>0,'H09'!$T111,-9999),-9999)","v":0},{"$f":"IFERROR(IF($D$46>0,'H10'!$T111,-9999),-9999)","v":0},0,0,0,0]
[{"$f":"IFERROR(IF($D$37>0,'H01'!T112,-9999),-9999)","v":0},{"$f":"IFERROR(IF($D$38>0,'H02'!$T112,-9999),-9999)","v":0},{"$f":"IFERROR(IF($D$39>0,'H03'!$T112,-9999),-9999)","v":0},{"$f":"IFERROR(IF($D$40>0,'H04'!$T112,-9999),-9999)","v":0},{"$f":"IFERROR(IF($D$41>0,'H05'!$T112,-9999),-9999)","v":0},{"$f":"IFERROR(IF($D$42>0,'H06'!$T112,-9999),-9999)","v":0},{"$f":"IFERROR(IF($D$43>0,'H07'!$T112,-9999),-9999)","v":0},{"$f":"IFERROR(IF($D$44>0,'H08'!$T112,-9999),-9999)","v":0},{"$f":"IFERROR(IF($D$45>0,'H09'!$T112,-9999),-9999)","v":0},{"$f":"IFERROR(IF($D$46>0,'H10'!$T112,-9999),-9999)","v":0},0,0,0,0]
[{"$f":"IFERROR(IF($D$37>0,'H01'!T113,-9999),-9999)","v":0},{"$f":"IFERROR(IF($D$38>0,'H02'!$T113,-9999),-9999)","v":0},{"$f":"IFERROR(IF($D$39>0,'H03'!$T113,-9999),-9999)","v":0},{"$f":"IFERROR(IF($D$40>0,'H04'!$T113,-9999),-9999)","v":0},{"$f":"IFERROR(IF($D$41>0,'H05'!$T113,-9999),-9999)","v":0},{"$f":"IFERROR(IF($D$42>0,'H06'!$T113,-9999),-9999)","v":0},{"$f":"IFERROR(IF($D$43>0,'H07'!$T113,-9999),-9999)","v":0},{"$f":"IFERROR(IF($D$44>0,'H08'!$T113,-9999),-9999)","v":0},{"$f":"IFERROR(IF($D$45>0,'H09'!$T113,-9999),-9999)","v":0},{"$f":"IFERROR(IF($D$46>0,'H10'!$T113,-9999),-9999)","v":0},0,0,0,0]
[{"$f":"IFERROR(IF($D$37>0,'H01'!T114,-9999),-9999)","v":0},{"$f":"IFERROR(IF($D$38>0,'H02'!$T114,-9999),-9999)","v":0},{"$f":"IFERROR(IF($D$39>0,'H03'!$T114,-9999),-9999)","v":0},{"$f":"IFERROR(IF($D$40>0,'H04'!$T114,-9999),-9999)","v":0},{"$f":"IFERROR(IF($D$41>0,'H05'!$T114,-9999),-9999)","v":0},{"$f":"IFERROR(IF($D$42>0,'H06'!$T114,-9999),-9999)","v":0},{"$f":"IFERROR(IF($D$43>0,'H07'!$T114,-9999),-9999)","v":0},{"$f":"IFERROR(IF($D$44>0,'H08'!$T114,-9999),-9999)","v":0},{"$f":"IFERROR(IF($D$45>0,'H09'!$T114,-9999),-9999)","v":0},{"$f":"IFERROR(IF($D$46>0,'H10'!$T114,-9999),-9999)","v":0},0,0,0,0]
[{"$f":"IFERROR(IF($D$37>0,'H01'!T115,-9999),-9999)","v":0},{"$f":"IFERROR(IF($D$38>0,'H02'!$T115,-9999),-9999)","v":0},{"$f":"IFERROR(IF($D$39>0,'H03'!$T115,-9999),-9999)","v":0},{"$f":"IFERROR(IF($D$40>0,'H04'!$T115,-9999),-9999)","v":0},{"$f":"IFERROR(IF($D$41>0,'H05'!$T115,-9999),-9999)","v":0},{"$f":"IFERROR(IF($D$42>0,'H06'!$T115,-9999),-9999)","v":0},{"$f":"IFERROR(IF($D$43>0,'H07'!$T115,-9999),-9999)","v":0},{"$f":"IFERROR(IF($D$44>0,'H08'!$T115,-9999),-9999)","v":0},{"$f":"IFERROR(IF($D$45>0,'H09'!$T115,-9999),-9999)","v":0},{"$f":"IFERROR(IF($D$46>0,'H10'!$T115,-9999),-9999)","v":0},0,0,0,0]
[{"$f":"IFERROR(IF($D$37>0,'H01'!T116,-9999),-9999)","v":0},{"$f":"IFERROR(IF($D$38>0,'H02'!$T116,-9999),-9999)","v":0},{"$f":"IFERROR(IF($D$39>0,'H03'!$T116,-9999),-9999)","v":0},{"$f":"IFERROR(IF($D$40>0,'H04'!$T116,-9999),-9999)","v":0},{"$f":"IFERROR(IF($D$41>0,'H05'!$T116,-9999),-9999)","v":0},{"$f":"IFERROR(IF($D$42>0,'H06'!$T116,-9999),-9999)","v":0},{"$f":"IFERROR(IF($D$43>0,'H07'!$T116,-9999),-9999)","v":0},{"$f":"IFERROR(IF($D$44>0,'H08'!$T116,-9999),-9999)","v":0},{"$f":"IFERROR(IF($D$45>0,'H09'!$T116,-9999),-9999)","v":0},{"$f":"IFERROR(IF($D$46>0,'H10'!$T116,-9999),-9999)","v":0},0,0,0,0]
[{"$f":"IFERROR(IF($D$37>0,'H01'!T117,-9999),-9999)","v":0},{"$f":"IFERROR(IF($D$38>0,'H02'!$T117,-9999),-9999)","v":0},{"$f":"IFERROR(IF($D$39>0,'H03'!$T117,-9999),-9999)","v":0},{"$f":"IFERROR(IF($D$40>0,'H04'!$T117,-9999),-9999)","v":0},{"$f":"IFERROR(IF($D$41>0,'H05'!$T117,-9999),-9999)","v":0},{"$f":"IFERROR(IF($D$42>0,'H06'!$T117,-9999),-9999)","v":0},{"$f":"IFERROR(IF($D$43>0,'H07'!$T117,-9999),-9999)","v":0},{"$f":"IFERROR(IF($D$44>0,'H08'!$T117,-9999),-9999)","v":0},{"$f":"IFERROR(IF($D$45>0,'H09'!$T117,-9999),-9999)","v":0},{"$f":"IFERROR(IF($D$46>0,'H10'!$T117,-9999),-9999)","v":0},0,0,0,0]
[{"$f":"IFERROR(IF($D$37>0,'H01'!T118,-9999),-9999)","v":0},{"$f":"IFERROR(IF($D$38>0,'H02'!$T118,-9999),-9999)","v":0},{"$f":"IFERROR(IF($D$39>0,'H03'!$T118,-9999),-9999)","v":0},{"$f":"IFERROR(IF($D$40>0,'H04'!$T118,-9999),-9999)","v":0},{"$f":"IFERROR(IF($D$41>0,'H05'!$T118,-9999),-9999)","v":0},{"$f":"IFERROR(IF($D$42>0,'H06'!$T118,-9999),-9999)","v":0},{"$f":"IFERROR(IF($D$43>0,'H07'!$T118,-9999),-9999)","v":0},{"$f":"IFERROR(IF($D$44>0,'H08'!$T118,-9999),-9999)","v":0},{"$f":"IFERROR(IF($D$45>0,'H09'!$T118,-9999),-9999)","v":0},{"$f":"IFERROR(IF($D$46>0,'H10'!$T118,-9999),-9999)","v":0},0,0,0,0]
[{"$f":"IFERROR(IF($D$37>0,'H01'!T119,-9999),-9999)","v":0},{"$f":"IFERROR(IF($D$38>0,'H02'!$T119,-9999),-9999)","v":0},{"$f":"IFERROR(IF($D$39>0,'H03'!$T119,-9999),-9999)","v":0},{"$f":"IFERROR(IF($D$40>0,'H04'!$T119,-9999),-9999)","v":0},{"$f":"IFERROR(IF($D$41>0,'H05'!$T119,-9999),-9999)","v":0},{"$f":"IFERROR(IF($D$42>0,'H06'!$T119,-9999),-9999)","v":0},{"$f":"IFERROR(IF($D$43>0,'H07'!$T119,-9999),-9999)","v":0},{"$f":"IFERROR(IF($D$44>0,'H08'!$T119,-9999),-9999)","v":0},{"$f":"IFERROR(IF($D$45>0,'H09'!$T119,-9999),-9999)","v":0},{"$f":"IFERROR(IF($D$46>0,'H10'!$T119,-9999),-9999)","v":0},0,0,0,0]
[{"$f":"IFERROR(IF($D$37>0,'H01'!T120,-9999),-9999)","v":0},{"$f":"IFERROR(IF($D$38>0,'H02'!$T120,-9999),-9999)","v":0},{"$f":"IFERROR(IF($D$39>0,'H03'!$T120,-9999),-9999)","v":0},{"$f":"IFERROR(IF($D$40>0,'H04'!$T120,-9999),-9999)","v":0},{"$f":"IFERROR(IF($D$41>0,'H05'!$T120,-9999),-9999)","v":0},{"$f":"IFERROR(IF($D$42>0,'H06'!$T120,-9999),-9999)","v":0},{"$f":"IFERROR(IF($D$43>0,'H07'!$T120,-9999),-9999)","v":0},{"$f":"IFERROR(IF($D$44>0,'H08'!$T120,-9999),-9999)","v":0},{"$f":"IFERROR(IF($D$45>0,'H09'!$T120,-9999),-9999)","v":0},{"$f":"IFERROR(IF($D$46>0,'H10'!$T120,-9999),-9999)","v":0},0,0,0,0]
[{"$f":"IFERROR(IF($D$37>0,'H01'!T121,-9999),-9999)","v":0},{"$f":"IFERROR(IF($D$38>0,'H02'!$T121,-9999),-9999)","v":0},{"$f":"IFERROR(IF($D$39>0,'H03'!$T121,-9999),-9999)","v":0},{"$f":"IFERROR(IF($D$40>0,'H04'!$T121,-9999),-9999)","v":0},{"$f":"IFERROR(IF($D$41>0,'H05'!$T121,-9999),-9999)","v":0},{"$f":"IFERROR(IF($D$42>0,'H06'!$T121,-9999),-9999)","v":0},{"$f":"IFERROR(IF($D$43>0,'H07'!$T121,-9999),-9999)","v":0},{"$f":"IFERROR(IF($D$44>0,'H08'!$T121,-9999),-9999)","v":0},{"$f":"IFERROR(IF($D$45>0,'H09'!$T121,-9999),-9999)","v":0},{"$f":"IFERROR(IF($D$46>0,'H10'!$T121,-9999),-9999)","v":0},0,0,0,0]
[{"$f":"IFERROR(IF($D$37>0,'H01'!T122,-9999),-9999)","v":0},{"$f":"IFERROR(IF($D$38>0,'H02'!$T122,-9999),-9999)","v":0},{"$f":"IFERROR(IF($D$39>0,'H03'!$T122,-9999),-9999)","v":0},{"$f":"IFERROR(IF($D$40>0,'H04'!$T122,-9999),-9999)","v":0},{"$f":"IFERROR(IF($D$41>0,'H05'!$T122,-9999),-9999)","v":0},{"$f":"IFERROR(IF($D$42>0,'H06'!$T122,-9999),-9999)","v":0},{"$f":"IFERROR(IF($D$43>0,'H07'!$T122,-9999),-9999)","v":0},{"$f":"IFERROR(IF($D$44>0,'H08'!$T122,-9999),-9999)","v":0},{"$f":"IFERROR(IF($D$45>0,'H09'!$T122,-9999),-9999)","v":0},{"$f":"IFERROR(IF($D$46>0,'H10'!$T122,-9999),-9999)","v":0},0,0,0,0]
[{"$f":"IFERROR(IF($D$37>0,'H01'!T123,-9999),-9999)","v":0},{"$f":"IFERROR(IF($D$38>0,'H02'!$T123,-9999),-9999)","v":0},{"$f":"IFERROR(IF($D$39>0,'H03'!$T123,-9999),-9999)","v":0},{"$f":"IFERROR(IF($D$40>0,'H04'!$T123,-9999),-9999)","v":0},{"$f":"IFERROR(IF($D$41>0,'H05'!$T123,-9999),-9999)","v":0},{"$f":"IFERROR(IF($D$42>0,'H06'!$T123,-9999),-9999)","v":0},{"$f":"IFERROR(IF($D$43>0,'H07'!$T123,-9999),-9999)","v":0},{"$f":"IFERROR(IF($D$44>0,'H08'!$T123,-9999),-9999)","v":0},{"$f":"IFERROR(IF($D$45>0,'H09'!$T123,-9999),-9999)","v":0},{"$f":"IFERROR(IF($D$46>0,'H10'!$T123,-9999),-9999)","v":0},0,0,0,0]
[{"$f":"IFERROR(IF($D$37>0,'H01'!T124,-9999),-9999)","v":0},{"$f":"IFERROR(IF($D$38>0,'H02'!$T124,-9999),-9999)","v":0},{"$f":"IFERROR(IF($D$39>0,'H03'!$T124,-9999),-9999)","v":0},{"$f":"IFERROR(IF($D$40>0,'H04'!$T124,-9999),-9999)","v":0},{"$f":"IFERROR(IF($D$41>0,'H05'!$T124,-9999),-9999)","v":0},{"$f":"IFERROR(IF($D$42>0,'H06'!$T124,-9999),-9999)","v":0},{"$f":"IFERROR(IF($D$43>0,'H07'!$T124,-9999),-9999)","v":0},{"$f":"IFERROR(IF($D$44>0,'H08'!$T124,-9999),-9999)","v":0},{"$f":"IFERROR(IF($D$45>0,'H09'!$T124,-9999),-9999)","v":0},{"$f":"IFERROR(IF($D$46>0,'H10'!$T124,-9999),-9999)","v":0},0,0,0,0]
[{"$f":"IFERROR(IF($D$37>0,'H01'!T125,-9999),-9999)","v":0},{"$f":"IFERROR(IF($D$38>0,'H02'!$T125,-9999),-9999)","v":0},{"$f":"IFERROR(IF($D$39>0,'H03'!$T125,-9999),-9999)","v":0},{"$f":"IFERROR(IF($D$40>0,'H04'!$T125,-9999),-9999)","v":0},{"$f":"IFERROR(IF($D$41>0,'H05'!$T125,-9999),-9999)","v":0},{"$f":"IFERROR(IF($D$42>0,'H06'!$T125,-9999),-9999)","v":0},{"$f":"IFERROR(IF($D$43>0,'H07'!$T125,-9999),-9999)","v":0},{"$f":"IFERROR(IF($D$44>0,'H08'!$T125,-9999),-9999)","v":0},{"$f":"IFERROR(IF($D$45>0,'H09'!$T125,-9999),-9999)","v":0},{"$f":"IFERROR(IF($D$46>0,'H10'!$T125,-9999),-9999)","v":0},0,0,0,0]
[{"$f":"IFERROR(IF($D$37>0,'H01'!T126,-9999),-9999)","v":0},{"$f":"IFERROR(IF($D$38>0,'H02'!$T126,-9999),-9999)","v":0},{"$f":"IFERROR(IF($D$39>0,'H03'!$T126,-9999),-9999)","v":0},{"$f":"IFERROR(IF($D$40>0,'H04'!$T126,-9999),-9999)","v":0},{"$f":"IFERROR(IF($D$41>0,'H05'!$T126,-9999),-9999)","v":0},{"$f":"IFERROR(IF($D$42>0,'H06'!$T126,-9999),-9999)","v":0},{"$f":"IFERROR(IF($D$43>0,'H07'!$T126,-9999),-9999)","v":0},{"$f":"IFERROR(IF($D$44>0,'H08'!$T126,-9999),-9999)","v":0},{"$f":"IFERROR(IF($D$45>0,'H09'!$T126,-9999),-9999)","v":0},{"$f":"IFERROR(IF($D$46>0,'H10'!$T126,-9999),-9999)","v":0},0,0,0,0]
[{"$f":"IFERROR(IF($D$37>0,'H01'!T127,-9999),-9999)","v":0},{"$f":"IFERROR(IF($D$38>0,'H02'!$T127,-9999),-9999)","v":0},{"$f":"IFERROR(IF($D$39>0,'H03'!$T127,-9999),-9999)","v":0},{"$f":"IFERROR(IF($D$40>0,'H04'!$T127,-9999),-9999)","v":0},{"$f":"IFERROR(IF($D$41>0,'H05'!$T127,-9999),-9999)","v":0},{"$f":"IFERROR(IF($D$42>0,'H06'!$T127,-9999),-9999)","v":0},{"$f":"IFERROR(IF($D$43>0,'H07'!$T127,-9999),-9999)","v":0},{"$f":"IFERROR(IF($D$44>0,'H08'!$T127,-9999),-9999)","v":0},{"$f":"IFERROR(IF($D$45>0,'H09'!$T127,-9999),-9999)","v":0},{"$f":"IFERROR(IF($D$46>0,'H10'!$T127,-9999),-9999)","v":0},0,0,0,0]
[{"$f":"IFERROR(IF($D$37>0,'H01'!T128,-9999),-9999)","v":0},{"$f":"IFERROR(IF($D$38>0,'H02'!$T128,-9999),-9999)","v":0},{"$f":"IFERROR(IF($D$39>0,'H03'!$T128,-9999),-9999)","v":0},{"$f":"IFERROR(IF($D$40>0,'H04'!$T128,-9999),-9999)","v":0},{"$f":"IFERROR(IF($D$41>0,'H05'!$T128,-9999),-9999)","v":0},{"$f":"IFERROR(IF($D$42>0,'H06'!$T128,-9999),-9999)","v":0},{"$f":"IFERROR(IF($D$43>0,'H07'!$T128,-9999),-9999)","v":0},{"$f":"IFERROR(IF($D$44>0,'H08'!$T128,-9999),-9999)","v":0},{"$f":"IFERROR(IF($D$45>0,'H09'!$T128,-9999),-9999)","v":0},{"$f":"IFERROR(IF($D$46>0,'H10'!$T128,-9999),-9999)","v":0},0,0,0,0]
[{"$f":"IFERROR(IF($D$37>0,'H01'!T129,-9999),-9999)","v":0},{"$f":"IFERROR(IF($D$38>0,'H02'!$T129,-9999),-9999)","v":0},{"$f":"IFERROR(IF($D$39>0,'H03'!$T129,-9999),-9999)","v":0},{"$f":"IFERROR(IF($D$40>0,'H04'!$T129,-9999),-9999)","v":0},{"$f":"IFERROR(IF($D$41>0,'H05'!$T129,-9999),-9999)","v":0},{"$f":"IFERROR(IF($D$42>0,'H06'!$T129,-9999),-9999)","v":0},{"$f":"IFERROR(IF($D$43>0,'H07'!$T129,-9999),-9999)","v":0},{"$f":"IFERROR(IF($D$44>0,'H08'!$T129,-9999),-9999)","v":0},{"$f":"IFERROR(IF($D$45>0,'H09'!$T129,-9999),-9999)","v":0},{"$f":"IFERROR(IF($D$46>0,'H10'!$T129,-9999),-9999)","v":0},0,0,0,0]
[]
[null,"Mo - Fr","Sa","So","Mo - So",null,null,null,"Mo - Fr","Sa","So","Mo - So"]
["Normal",{"$f":"5*MIN(24,HOUR(B61-B60)+MINUTE(B61-B60)/60)","v":119.91666666666667},{"$f":"MIN(24,HOUR(B63-B62)+MINUTE(B63-B62)/60)","v":23.983333333333334},{"$f":"MIN(24,HOUR(B65-B64)+MINUTE(B65-B64)/60)","v":23.983333333333334},{"$f":"SUM(B618:D618)","v":167.88333333333333},{"$f":"E618/E621","v":1},null,"Normal",{"$f":"5*MIN(24,HOUR(B75-B74)+MINUTE(B75-B74)/60)","v":119.91666666666667},{"$f":"MIN(24,HOUR(B77-B76)+MINUTE(B77-B76)/60)","v":23.983333333333334},{"$f":"MIN(24,HOUR(B79-B78)+MINUTE(B79-B78)/60)","v":23.983333333333334},{"$f":"SUM(I618:K618)","v":167.88333333333333},{"$f":"L618/L621","v":1}]
["Abgesenkt",{"$f":"5*MIN(24,HOUR(B67-IF(B67>=B61,MAX(B66,B61),0))+HOUR(B60-B66)+MINUTE(B60-B66)/60+MINUTE(B67-IF(B67>=B61,MAX(B66,B61),0))/60)","v":0},{"$f":"MIN(24,HOUR(B69-IF(B69>=B63,MAX(B68,B63),0))+HOUR(B62-B68)+MINUTE(B62-B68)/60+MINUTE(B69-IF(B69>=B63,MAX(B68,B63),0))/60)","v":0},{"$f":"MIN(24,HOUR(B71-IF(B71>=B65,MAX(B70,B65),0))+HOUR(B64-B70)+MINUTE(B64-B70)/60+MINUTE(B71-IF(B71>=B65,MAX(B70,B65),0))/60)","v":0},{"$f":"SUM(B619:D619)","v":0},{"$f":"E619/E621","v":0},null,"Erhöht",{"$f":"5*MIN(24,HOUR(B81-IF(B81>=B75,MAX(B80,B75),0))+HOUR(B74-B80)+MINUTE(B74-B80)/60+MINUTE(B81-IF(B81>=B75,MAX(B80,B75),0))/60)","v":0},{"$f":"MIN(24,HOUR(B83-IF(B83>=B77,MAX(B82,B77),0))+HOUR(B76-B82)+MINUTE(B76-B82)/60+MINUTE(B83-IF(B83>=B77,MAX(B82,B77),0))/60)","v":0},{"$f":"MIN(24,HOUR(B85-IF(B85>=B79,MAX(B84,B79),0))+HOUR(B78-B84)+MINUTE(B78-B84)/60+MINUTE(B85-IF(B85>=B79,MAX(B84,B79),0))/60)","v":0},{"$f":"SUM(I619:K619)","v":0},{"$f":"L619/L621","v":0}]
["TWW",null,null,null,{"$f":"'TW01'!O132+'TW02'!O132+'TW03'!O132+'TW04'!O132","v":0},{"$f":"E620/E621","v":0},null,"TWW",null,null,null,{"$f":"'TW01'!T132+'TW02'!T132+'TW03'!T132+'TW04'!T132","v":0},{"$f":"L620/L621","v":0}]
[null,null,null,null,{"$f":"SUM(E618:E620)","v":167.88333333333333},{"$f":"SUM(F618:F620)","v":1},null,null,null,null,null,{"$f":"SUM(L618:L620)","v":167.88333333333333},{"$f":"SUM(M618:M620)","v":1}]
[]
["Gütegrad",null,"WE1","Bestehend","Optimiert","WE2","Bestehend","Optimiert","WE3","Bestehend","Optimiert"]
[null,null,null,{"$f":"G10","v":{"$error":"#N/A"}},{"$f":"G10","v":{"$error":"#N/A"}},null,{"$f":"I10","v":{"$error":"#N/A"}},{"$f":"I10","v":{"$error":"#N/A"}},null,{"$f":"K10","v":{"$error":"#N/A"}},{"$f":"K10","v":{"$error":"#N/A"}}]
["a","COP1",{"$f":"F10","v":{"$error":"#N/A"}},{"$f":"IF(VLOOKUP($C625,$F$10:$G$13,2,FALSE)=$D$624,F14/((273.15+G10)/(G10-F10)),0)","v":{"$error":"#N/A"}},{"$f":"IF(VLOOKUP($C625,$F$10:$G$13,2,FALSE)=$E$624,G14/((273.15+G10)/(G10-F10)),0)","v":{"$error":"#N/A"}},{"$f":"H10","v":{"$error":"#N/A"}},{"$f":"IF(VLOOKUP($F625,$H$10:$I$13,2,FALSE)=$G$624,H14/((273.15+I10)/(I10-H10)),0)","v":{"$error":"#N/A"}},{"$f":"IF(VLOOKUP($F625,$H$10:$I$13,2,FALSE)=$H$624,I14/((273.15+I10)/(I10-H10)),0)","v":{"$error":"#N/A"}},{"$f":"J10","v":{"$error":"#N/A"}},{"$f":"IF(VLOOKUP($I625,$J$10:$K$13,2,FALSE)=$J$624,J14/((273.15+K10)/(K10-J10)),0)","v":{"$error":"#N/A"}},{"$f":"IF(VLOOKUP($I625,$J$10:$K$13,2,FALSE)=$K$624,K14/((273.15+K10)/(K10-J10)),0)","v":{"$error":"#N/A"}}]
["b","COP2",{"$f":"F11","v":{"$error":"#N/A"}},{"$f":"IF(C625=C626,D625,IF(VLOOKUP($C626,$F$10:$G$13,2,FALSE)=$D$624,F15/((273.15+G11)/(G11-F11)),0))","v":{"$error":"#N/A"}},{"$f":"IF(C625=C626,D625,IF(VLOOKUP($C626,$F$10:$G$13,2,FALSE)=$E$624,G15/((273.15+G11)/(G11-F11)),0))","v":{"$error":"#N/A"}},{"$f":"H11","v":{"$error":"#N/A"}},{"$f":"IF(F625=F626,G625,IF(VLOOKUP($F626,$H$10:$I$13,2,FALSE)=$G$624,H15/((273.15+I11)/(I11-H11)),0))","v":{"$error":"#N/A"}},{"$f":"IF(F625=F626,H625,IF(VLOOKUP($F626,$H$10:$I$13,2,FALSE)=$H$624,I15/((273.15+I11)/(I11-H11)),0))","v":{"$error":"#N/A"}},{"$f":"J11","v":{"$error":"#N/A"}},{"$f":"IF(I625=I626,J625,IF(VLOOKUP($I626,$J$10:$K$13,2,FALSE)=$J$624,J15/((273.15+K11)/(K11-J11)),0))","v":{"$error":"#N/A"}},{"$f":"IF(I625=I626,K625,IF(VLOOKUP($I626,$J$10:$K$13,2,FALSE)=$K$624,K15/((273.15+K11)/(K11-J11)),0))","v":{"$error":"#N/A"}}]
["c","COP3",{"$f":"F12","v":{"$error":"#N/A"}},{"$f":"IF(C625=C626,D626,IF(VLOOKUP($C627,$F$10:$G$13,2,FALSE)=$D$624,F16/((273.15+G12)/(G12-F12)),0))","v":{"$error":"#N/A"}},{"$f":"IF(C626=C625,E626,IF(VLOOKUP($C627,$F$10:$G$13,2,FALSE)=$E$624,G16/((273.15+G12)/(G12-F12)),0))","v":{"$error":"#N/A"}},{"$f":"H12","v":{"$error":"#N/A"}},{"$f":"IF(F625=F626,G626,IF(VLOOKUP($F627,$H$10:$I$13,2,FALSE)=$G$624,H16/((273.15+I12)/(I12-H12)),0))","v":{"$error":"#N/A"}},{"$f":"IF(F625=F626,H626,IF(VLOOKUP($F627,$H$10:$I$13,2,FALSE)=$G$624,I16/((273.15+I12)/(I12-H12)),0))","v":{"$error":"#N/A"}},{"$f":"J12","v":{"$error":"#N/A"}},{"$f":"IF(I625=I626,J626,IF(VLOOKUP($I627,$J$10:$K$13,2,FALSE)=$J$624,J16/((273.15+K12)/(K12-J12)),0))","v":{"$error":"#N/A"}},{"$f":"IF(I625=I626,K626,IF(VLOOKUP($I627,$J$10:$K$13,2,FALSE)=$K$624,K16/((273.15+K12)/(K12-J12)),0))","v":{"$error":"#N/A"}}]
["d","COP4",{"$f":"F13+5","v":{"$error":"#N/A"}},{"$f":"D627","v":{"$error":"#N/A"}},{"$f":"E627","v":{"$error":"#N/A"}},{"$f":"H13+5","v":{"$error":"#N/A"}},{"$f":"G627","v":{"$error":"#N/A"}},{"$f":"H627","v":{"$error":"#N/A"}},{"$f":"J13+5","v":{"$error":"#N/A"}},{"$f":"J627","v":{"$error":"#N/A"}},{"$f":"K627","v":{"$error":"#N/A"}}]
[null,null,"elektr. Leistung",{"$f":"IFERROR(F5/F14,0)","v":0},{"$f":"IFERROR(G5/G14,0)","v":0},null,{"$f":"IFERROR(H5/H14,0)","v":0},{"$f":"IFERROR(I5/I14,0)","v":0},null,{"$f":"IFERROR(J5/J14,0)","v":0},{"$f":"IFERROR(K5/K14,0)","v":0}]
[null,null,"ab",{"$f":"IFERROR((D626-D625)/($C$626-$C$625),0)","v":0},{"$f":"IFERROR((E626-E625)/($C$626-$C$625),0)","v":0},null,{"$f":"IFERROR((G626-G625)/($F$626-$F$625),0)","v":0},{"$f":"IFERROR((H626-H625)/($F$626-$F$625),0)","v":0},null,{"$f":"IFERROR((J626-J625)/($I$626-$I$625),0)","v":0},{"$f":"IFERROR((K626-K625)/($I$626-$I$625),0)","v":0}]
[null,null,"bc",{"$f":"(D627-D626)/($C$627-$C$626)","v":{"$error":"#N/A"}},{"$f":"(E627-E626)/($C$627-$C$626)","v":{"$error":"#N/A"}},null,{"$f":"(G627-G626)/($F$627-$F$626)","v":{"$error":"#N/A"}},{"$f":"(H627-H626)/($F$627-$F$626)","v":{"$error":"#N/A"}},null,{"$f":"(J627-J626)/($I$627-$I$626)","v":{"$error":"#N/A"}},{"$f":"(K627-K626)/($I$627-$I$626)","v":{"$error":"#N/A"}}]
[null,null,"cd",{"$f":"(D628-D627)/($C$628-$C$627)","v":{"$error":"#N/A"}},{"$f":"(E628-E627)/($C$628-$C$627)","v":{"$error":"#N/A"}},null,{"$f":"(G628-G627)/($F$628-$F$627)","v":{"$error":"#N/A"}},{"$f":"(H628-H627)/($F$628-$F$627)","v":{"$error":"#N/A"}},null,{"$f":"(J628-J627)/($I$628-$I$627)","v":{"$error":"#N/A"}},{"$f":"(K628-K627)/($I$628-$I$627)","v":{"$error":"#N/A"}}]
[]
["Bestehend",null,null,null,null,null,null,null,null,null,null,null,null,null,null,null,null,null,null,null,null,null,null,null,null,"Optimiert"]
[null,"WE1",null,null,null,null,null,null,null,"WE2",null,null,null,null,null,null,null,"WE3",null,null,null,null,null,null,null,"WE1",null,null,null,null,null,null,null,"WE2",null,null,null,null,null,null,null,"WE3"]
[null,"HK Normal","HK Reduziert","TWW",null,null,null,null,null,"HK Normal","HK Reduziert","TWW",null,null,null,null,null,"HK Normal","HK Reduziert","TWW",null,null,null,null,null,"HK Normal","HK Reduziert","TWW",null,null,null,null,null,"HK Normal","HK Reduziert","TWW",null,null,null,null,null,"HK Normal","HK Reduziert","TWW"]
["Tab","VL Temp.","VL Temp.","VL Temp.","Tc","COPnormal","COPred","COPTWW","therm. Leistung","VL Temp.","VL Temp.","VL Temp.","Tc","COPnormal","COPred","COPTWW","therm. Leistung","VL Temp.","VL Temp.","VL Temp.","Tc","COPnormal","COPred","COPTWW","therm. Leistung","VL Temp.","VL Temp.","VL Temp.","Tc","COPnormal","COPred","COPTWW","therm. Leistung","VL Temp.","VL Temp.","VL Temp.","Tc","COPnormal","COPred","COPTWW","therm. Leistung","VL Temp.","VL Temp.","VL Temp.","Tc","COPnormal","COPred","COPTWW","therm. Leistung"]
["[°C]","[°C]","[°C]","[°C]","[°C]","[-]","[-]","[-]","kW","[°C]","[°C]","[°C]","[°C]","[-]","[-]","[-]","kW","[°C]","[°C]","[°C]","[°C]","[-]","[-]","[-]","kW","[°C]","[°C]","[°C]","[°C]","[-]","[-]","[-]","kW","[°C]","[°C]","[°C]","[°C]","[-]","[-]","[-]","kW","[°C]","[°C]","[°C]","[°C]","[-]","[-]","[-]","kW"]
[{"$f":"A706","v":-25},{"$f":"MAX(K357+$F$27,L357)","v":0},{"$f":"MAX(K489+$F$27,L489)","v":0},{"$f":"MAX('TW01'!K71,'TW02'!K71,'TW03'!K71,'TW04'!K71,L357)","v":0},{"$f":"IFERROR(IF($F$8=$M$26,A639,VLOOKUP($F$8,$M$26:$N$31,2,FALSE)),0)","v":0},{"$f":"IFERROR(IF(B639<E639,((273.15+$D$624)/($D$624-$C$628))*$D$627,MIN(((273.15+B639)/(B639-E639))*IF(A639<=$C$625,$D$625-($C$625-E639)*$D$630,IF(A639<=$C$626,$D$626-($C$626-E639)*$D$630,IF(A639<=$C$627,$D$627-($C$627-E639)*$D$631,IF(OR(A639<=$C$628,A639>$C$628),$D$628-($C$628-E639)*$D$632,0)))),((273.15+$D$624)/($D$624-$C$628))*$D$627)),((273.15+$D$624)/($D$624-$C$628))*$D$627)","v":{"$error":"#N/A"}},{"$f":"IFERROR(IF(C639<E639,((273.15+$D$624)/($D$624-$C$628))*$D$627,MIN(((273.15+C639)/(C639-E639))*IF(A639<=$C$625,$D$625-($C$625-E639)*$D$630,IF(A639<=$C$626,$D$626-($C$626-E639)*$D$630,IF(A639<=$C$627,$D$627-($C$627-E639)*$D$631,IF(OR(A639<=$C$628,A639>$C$628),$D$628-($C$628-E639)*$D$632,0)))),((273.15+$D$624)/($D$624-$C$628))*$D$627)),((273.15+$D$624)/($D$624-$C$628))*$D$627)","v":{"$error":"#N/A"}},{"$f":"IFERROR(IF(D639<E639,((273.15+$D$624)/($D$624-$C$628))*$D$627,MIN(((273.15+D639)/(D639-E639))*IF(A639<=$C$625,$D$625-($C$625-E639)*$D$630,IF(A639<=$C$626,$D$626-($C$626-E639)*$D$630,IF(A639<=$C$627,$D$627-($C$627-E639)*$D$631,IF(OR(A639<=$C$628,A639>$C$628),$D$628-($C$628-E639)*$D$632,0)))),((273.15+$D$624)/($D$624-$C$628))*$D$627)),((273.15+$D$624)/($D$624-$C$628))*$D$627)","v":{"$error":"#N/A"}},{"$f":"$D$629*(F639*$F$618+G639*$F$619+H639*$F$620)","v":{"$error":"#N/A"}},{"$f":"MAX($K357+$H$27,M357)","v":0},{"$f":"MAX(K489+$H$27,M489)","v":0},{"$f":"MAX('TW01'!K71,'TW02'!K71,'TW03'!K71,'TW04'!K71,M357)","v":0},{"$f":"IFERROR(IF($H$8=$M$26,A639,VLOOKUP($H$8,$M$26:$N$31,2,FALSE)),0)","v":0},{"$f":"IFERROR(IF(J639<M639,((273.15+$G$624)/($G$624-$F$628))*$G$627,MIN(((273.15+J639)/(J639-M639))*IF(A639<=$F$625,$G$625-($F$625-M639)*$G$630,IF(A639<=$F$626,$G$626-($F$626-M639)*$G$630,IF(A639<=$F$627,$G$627-($F$627-M639)*$G$631,IF(OR(A639<=$F$628,A639>$F$628),$G$628-($F$628-M639)*$G$632,0)))),((273.15+$G$624)/($G$624-$F$628))*$G$627)),((273.15+$G$624)/($G$624-$F$628))*$G$627)","v":{"$error":"#N/A"}},{"$f":"IFERROR(IF(K639<M639,((273.15+$G$624)/($G$624-$F$628))*$G$627,MIN(((273.15+K639)/(K639-M639))*IF(A639<=$F$625,$G$625-($F$625-M639)*$G$630,IF(A639<=$F$626,$G$626-($F$626-M639)*$G$630,IF(A639<=$F$627,$G$627-($F$627-M639)*$G$631,IF(OR(A639<=$F$628,A639>$F$628),$G$628-($F$628-M639)*$G$632,0)))),((273.15+$G$624)/($G$624-$F$628))*$G$627)),((273.15+$G$624)/($G$624-$F$628))*$G$627)","v":{"$error":"#N/A"}},{"$f":"IFERROR(IF(L639<M639,((273.15+$G$624)/($G$624-$F$628))*$G$627,MIN(((273.15+L639)/(L639-M639))*IF(A639<=$F$625,$G$625-($F$625-M639)*$G$630,IF(A639<=$F$626,$G$626-($F$626-M639)*$G$630,IF(A639<=$F$627,$G$627-($F$627-M639)*$G$631,IF(OR(A639<=$F$628,A639>$F$628),$G$628-($F$628-M639)*$G$632,0)))),((273.15+$G$624)/($G$624-$F$628))*$G$627)),((273.15+$G$624)/($G$624-$F$628))*$G$627)","v":{"$error":"#N/A"}},{"$f":"$G$629*(N639*$F$618+O639*$F$619+P639*$F$620)","v":{"$error":"#N/A"}},{"$f":"MAX($K357+$J$27,N357)","v":0},{"$f":"MAX(K489+$J$27,N489)","v":0},{"$f":"MAX('TW01'!K71,'TW02'!K71,'TW03'!K71,'TW04'!K71,N357)","v":0},{"$f":"IFERROR(IF($J$8=$M$26,A639,VLOOKUP($J$8,$M$26:$N$31,2,FALSE)),0)","v":0},{"$f":"IFERROR(IF(R639<U639,((273.15+$J$624)/($J$624-$I$628))*$J$627,MIN(((273.15+R639)/(R639-U639))*IF(A639<=$I$625,$J$625-($I$625-U639)*$J$630,IF(A639<=$I$626,$J$626-($I$626-U639)*$J$630,IF(A639<=$I$627,$J$627-($I$627-U639)*$J$631,IF(OR(A639<=$I$628,A639>$I$628),$J$628-($I$628-U639)*$J$632,0)))),((273.15+$J$624)/($J$624-$I$628))*$J$627)),((273.15+$J$624)/($J$624-$I$628))*$J$627)","v":{"$error":"#N/A"}},{"$f":"IFERROR(IF(S639<U639,((273.15+$D$624)/($D$624-$C$628))*$J$627,MIN(((273.15+S639)/(S639-U639))*IF(A639<=$C$625,$J$625-($C$625-A639)*$J$630,IF(A639<=$C$626,$J$626-($C$626-A639)*$J$630,IF(A639<=$C$627,$J$627-($C$627-A639)*$J$631,IF(OR(A639<=$C$628,A639>$C$628),$J$628-($C$628-A639)*$J$632,0)))),((273.15+$D$624)/($D$624-$C$628))*$J$627)),((273.15+$D$624)/($D$624-$C$628))*$J$627)","v":{"$error":"#N/A"}},{"$f":"IFERROR(IF(T639<U639,((273.15+$D$624)/($D$624-$C$628))*$J$627,MIN(((273.15+T639)/(T639-U639))*IF(A639<=$C$625,$J$625-($C$625-A639)*$J$630,IF(A639<=$C$626,$J$626-($C$626-A639)*$J$630,IF(A639<=$C$627,$J$627-($C$627-A639)*$J$631,IF(OR(A639<=$C$628,A639>$C$628),$J$628-($C$628-A639)*$J$632,0)))),((273.15+$D$624)/($D$624-$C$628))*$J$627)),((273.15+$D$624)/($D$624-$C$628))*$J$627)","v":{"$error":"#N/A"}},{"$f":"$J$629*(V639*$F$618+W639*$F$619+X639*$F$620)","v":{"$error":"#N/A"}},{"$f":"MAX(K423+$G$27,L423)","v":0},{"$f":"MAX(K555+$G$27,L555)","v":0},{"$f":"MAX(L423,'TW01'!P71,'TW02'!P71,'TW03'!P71,'TW04'!P71)","v":0},{"$f":"IFERROR(IF($G$8=$M$26,A639,VLOOKUP($G$8,$M$26:$N$31,2,FALSE)),0)","v":0},{"$f":"IFERROR(IF(Z639<AC639,((273.15+$D$624)/($D$624-$C$628))*$E$627,MIN(((273.15+Z639)/(Z639-AC639))*IF(A639<=$C$625,$E$625-($C$625-AC639)*$E$630,IF(A639<=$C$626,$E$626-($C$626-AC639)*$E$630,IF(A639<=$C$627,$E$627-($C$627-AC639)*$E$631,IF(OR(A639<=$C$628,A639>$C$628),$E$628-($C$628-AC639)*$E$632,0)))),((273.15+$D$624)/($D$624-$C$628))*$E$627)),((273.15+$D$624)/($D$624-$C$628))*$E$627)","v":{"$error":"#N/A"}},{"$f":"IFERROR(IF(AA639<AC639,((273.15+$D$624)/($D$624-$C$628))*$E$627,MIN(((273.15+AA639)/(AA639-AC639))*IF(A639<=$C$625,$E$625-($C$625-AC639)*$E$630,IF(A639<=$C$626,$E$626-($C$626-AC639)*$E$630,IF(A639<=$C$627,$E$627-($C$627-AC639)*$E$631,IF(OR(A639<=$C$628,A639>$C$628),$E$628-($C$628-AC639)*$E$632,0)))),((273.15+$D$624)/($D$624-$C$628))*$E$627)),((273.15+$D$624)/($D$624-$C$628))*$E$627)","v":{"$error":"#N/A"}},{"$f":"IFERROR(IF(AB639<AC639,((273.15+$D$624)/($D$624-$C$628))*$E$627,MIN(((273.15+AB639)/(AB639-AC639))*IF(A639<=$C$625,$E$625-($C$625-AC639)*$E$630,IF(A639<=$C$626,$E$626-($C$626-AC639)*$E$630,IF(A639<=$C$627,$E$627-($C$627-AC639)*$E$631,IF(OR(A639<=$C$628,A639>$C$628),$E$628-($C$628-AC639)*$E$632,0)))),((273.15+$D$624)/($D$624-$C$628))*$E$627)),((273.15+$D$624)/($D$624-$C$628))*$E$627)","v":{"$error":"#N/A"}},{"$f":"$E$629*(AD639*$M$618+AE639*$M$619+AF639*$M$620)","v":{"$error":"#N/A"}},{"$f":"MAX(K423+$I$27,M423)","v":0},{"$f":"MAX(K555+$I$27,M555)","v":0},{"$f":"MAX(M423,'TW01'!P71,'TW02'!P71,'TW03'!P71,'TW04'!P71)","v":0},{"$f":"IFERROR(IF($I$8=$M$26,A639,VLOOKUP($I$8,$M$26:$N$31,2,FALSE)),0)","v":0},{"$f":"IFERROR(IF(AH639<AK639,((273.15+$D$624)/($D$624-$C$628))*$H$627,MIN(((273.15+AH639)/(AH639-AK639))*IF(A639<=$C$625,$H$625-($C$625-AK639)*$H$630,IF(A639<=$C$626,$H$626-($C$626-AK639)*$H$630,IF(A639<=$C$627,$H$627-($C$627-AK639)*$H$631,IF(OR(A639<=$C$628,A639>$C$628),$H$628-($C$628-AK639)*$H$632,0)))),((273.15+$D$624)/($D$624-$C$628))*$H$627)),((273.15+$D$624)/($D$624-$C$628))*$H$627)","v":{"$error":"#N/A"}},{"$f":"IFERROR(IF(AI639<AK639,((273.15+$D$624)/($D$624-$C$628))*$H$627,MIN(((273.15+AI639)/(AI639-AK639))*IF(A639<=$C$625,$H$625-($C$625-AK639)*$H$630,IF(A639<=$C$626,$H$626-($C$626-AK639)*$H$630,IF(A639<=$C$627,$H$627-($C$627-AK639)*$H$631,IF(OR(A639<=$C$628,A639>$C$628),$H$628-($C$628-AK639)*$H$632,0)))),((273.15+$D$624)/($D$624-$C$628))*$H$627)),((273.15+$D$624)/($D$624-$C$628))*$H$627)","v":{"$error":"#N/A"}},{"$f":"IFERROR(IF(AJ639<AK639,((273.15+$D$624)/($D$624-$C$628))*$H$627,MIN(((273.15+AJ639)/(AJ639-AK639))*IF(A639<=$C$625,$H$625-($C$625-AK639)*$H$630,IF(A639<=$C$626,$H$626-($C$626-AK639)*$H$630,IF(A639<=$C$627,$H$627-($C$627-AK639)*$H$631,IF(OR(A639<=$C$628,A639>$C$628),$H$628-($C$628-AK639)*$H$632,0)))),((273.15+$D$624)/($D$624-$C$628))*$H$627)),((273.15+$D$624)/($D$624-$C$628))*$H$627)","v":{"$error":"#N/A"}},{"$f":"$H$629*(AL639*$M$618+AM639*$M$619+AN639*$M$620)","v":{"$error":"#N/A"}},{"$f":"MAX(K423+$K$27,N423)","v":0},{"$f":"MAX(K555+$K$27,N555)","v":0},{"$f":"MAX(N423,'TW01'!P71,'TW02'!P71,'TW03'!P71,'TW04'!P71)","v":0},{"$f":"IFERROR(IF($K$8=$M$26,A639,VLOOKUP($K$8,$M$26:$N$31,2,FALSE)),0)","v":0},{"$f":"IFERROR(IF(AP639<AS639,((273.15+$D$624)/($D$624-$C$628))*$K$627,MIN(((273.15+AP639)/(AP639-AS639))*IF(A639<=$C$625,$K$625-($C$625-AS639)*$K$630,IF(A639<=$C$626,$K$626-($C$626-AS639)*$K$630,IF(A639<=$C$627,$K$627-($C$627-AS639)*$K$631,IF(OR(A639<=$C$628,A639>$C$628),$K$628-($C$628-AS639)*$K$632,0)))),((273.15+$D$624)/($D$624-$C$628))*$K$627)),((273.15+$D$624)/($D$624-$C$628))*$K$627)","v":{"$error":"#N/A"}},{"$f":"IFERROR(IF(AQ639<AS639,((273.15+$D$624)/($D$624-$C$628))*$K$627,MIN(((273.15+AQ639)/(AQ639-AS639))*IF(A639<=$C$625,$K$625-($C$625-AS639)*$K$630,IF(A639<=$C$626,$K$626-($C$626-AS639)*$K$630,IF(A639<=$C$627,$K$627-($C$627-AS639)*$K$631,IF(OR(A639<=$C$628,A639>$C$628),$K$628-($C$628-AS639)*$K$632,0)))),((273.15+$D$624)/($D$624-$C$628))*$K$627)),((273.15+$D$624)/($D$624-$C$628))*$K$627)","v":{"$error":"#N/A"}},{"$f":"IFERROR(IF(AR639<AS639,((273.15+$D$624)/($D$624-$C$628))*$K$627,MIN(((273.15+AR639)/(AR639-AS639))*IF(A639<=$C$625,$K$625-($C$625-AS639)*$K$630,IF(A639<=$C$626,$K$626-($C$626-AS639)*$K$630,IF(A639<=$C$627,$K$627-($C$627-AS639)*$K$631,IF(OR(A639<=$C$628,A639>$C$628),$K$628-($C$628-AS639)*$K$632,0)))),((273.15+$D$624)/($D$624-$C$628))*$K$627)),((273.15+$D$624)/($D$624-$C$628))*$K$627)","v":{"$error":"#N/A"}},{"$f":"$K$629*(AT639*$M$618+AU639*$M$619+AV639*$M$620)","v":{"$error":"#N/A"}}]
[-24,0,0,{"$f":"MAX('TW01'!K72,'TW02'!K72,'TW03'!K72,'TW04'!K72,L358)","v":0},0,{"$f":"IFERROR(IF(B640<E640,((273.15+$D$624)/($D$624-$C$628))*$D$627,MIN(((273.15+B640)/(B640-E640))*IF(A640<=$C$625,$D$625-($C$625-E640)*$D$630,IF(A640<=$C$626,$D$626-($C$626-E640)*$D$630,IF(A640<=$C$627,$D$627-($C$627-E640)*$D$631,IF(OR(A640<=$C$628,A640>$C$628),$D$628-($C$628-E640)*$D$632,0)))),((273.15+$D$624)/($D$624-$C$628))*$D$627)),((273.15+$D$624)/($D$624-$C$628))*$D$627)","v":{"$error":"#N/A"}},{"$error":"#N/A"},{"$f":"IFERROR(IF(D640<E640,((273.15+$D$624)/($D$624-$C$628))*$D$627,MIN(((273.15+D640)/(D640-E640))*IF(A640<=$C$625,$D$625-($C$625-E640)*$D$630,IF(A640<=$C$626,$D$626-($C$626-E640)*$D$630,IF(A640<=$C$627,$D$627-($C$627-E640)*$D$631,IF(OR(A640<=$C$628,A640>$C$628),$D$628-($C$628-E640)*$D$632,0)))),((273.15+$D$624)/($D$624-$C$628))*$D$627)),((273.15+$D$624)/($D$624-$C$628))*$D$627)","v":{"$error":"#N/A"}},{"$error":"#N/A"},0,0,{"$f":"MAX('TW01'!K72,'TW02'!K72,'TW03'!K72,'TW04'!K72,M358)","v":0},0,{"$f":"IFERROR(IF(J640<M640,((273.15+$G$624)/($G$624-$F$628))*$G$627,MIN(((273.15+J640)/(J640-M640))*IF(A640<=$F$625,$G$625-($F$625-M640)*$G$630,IF(A640<=$F$626,$G$626-($F$626-M640)*$G$630,IF(A640<=$F$627,$G$627-($F$627-M640)*$G$631,IF(OR(A640<=$F$628,A640>$F$628),$G$628-($F$628-M640)*$G$632,0)))),((273.15+$G$624)/($G$624-$F$628))*$G$627)),((273.15+$G$624)/($G$624-$F$628))*$G$627)","v":{"$error":"#N/A"}},{"$f":"IFERROR(IF(K640<M640,((273.15+$G$624)/($G$624-$F$628))*$G$627,MIN(((273.15+K640)/(K640-M640))*IF(A640<=$F$625,$G$625-($F$625-M640)*$G$630,IF(A640<=$F$626,$G$626-($F$626-M640)*$G$630,IF(A640<=$F$627,$G$627-($F$627-M640)*$G$631,IF(OR(A640<=$F$628,A640>$F$628),$G$628-($F$628-M640)*$G$632,0)))),((273.15+$G$624)/($G$624-$F$628))*$G$627)),((273.15+$G$624)/($G$624-$F$628))*$G$627)","v":{"$error":"#N/A"}},{"$f":"IFERROR(IF(L640<M640,((273.15+$G$624)/($G$624-$F$628))*$G$627,MIN(((273.15+L640)/(L640-M640))*IF(A640<=$F$625,$G$625-($F$625-M640)*$G$630,IF(A640<=$F$626,$G$626-($F$626-M640)*$G$630,IF(A640<=$F$627,$G$627-($F$627-M640)*$G$631,IF(OR(A640<=$F$628,A640>$F$628),$G$628-($F$628-M640)*$G$632,0)))),((273.15+$G$624)/($G$624-$F$628))*$G$627)),((273.15+$G$624)/($G$624-$F$628))*$G$627)","v":{"$error":"#N/A"}},{"$error":"#N/A"},0,0,{"$f":"MAX('TW01'!K72,'TW02'!K72,'TW03'!K72,'TW04'!K72,N358)","v":0},0,{"$f":"IFERROR(IF(R640<U640,((273.15+$J$624)/($J$624-$I$628))*$J$627,MIN(((273.15+R640)/(R640-U640))*IF(A640<=$I$625,$J$625-($I$625-U640)*$J$630,IF(A640<=$I$626,$J$626-($I$626-U640)*$J$630,IF(A640<=$I$627,$J$627-($I$627-U640)*$J$631,IF(OR(A640<=$I$628,A640>$I$628),$J$628-($I$628-U640)*$J$632,0)))),((273.15+$J$624)/($J$624-$I$628))*$J$627)),((273.15+$J$624)/($J$624-$I$628))*$J$627)","v":{"$error":"#N/A"}},{"$error":"#N/A"},{"$error":"#N/A"},{"$error":"#N/A"},0,0,{"$f":"MAX(L424,'TW01'!P72,'TW02'!P72,'TW03'!P72,'TW04'!P72)","v":0},0,{"$f":"IFERROR(IF(Z640<AC640,((273.15+$D$624)/($D$624-$C$628))*$E$627,MIN(((273.15+Z640)/(Z640-AC640))*IF(A640<=$C$625,$E$625-($C$625-AC640)*$E$630,IF(A640<=$C$626,$E$626-($C$626-AC640)*$E$630,IF(A640<=$C$627,$E$627-($C$627-AC640)*$E$631,IF(OR(A640<=$C$628,A640>$C$628),$E$628-($C$628-AC640)*$E$632,0)))),((273.15+$D$624)/($D$624-$C$628))*$E$627)),((273.15+$D$624)/($D$624-$C$628))*$E$627)","v":{"$error":"#N/A"}},{"$f":"IFERROR(IF(AA640<AC640,((273.15+$D$624)/($D$624-$C$628))*$E$627,MIN(((273.15+AA640)/(AA640-AC640))*IF(A640<=$C$625,$E$625-($C$625-AC640)*$E$630,IF(A640<=$C$626,$E$626-($C$626-AC640)*$E$630,IF(A640<=$C$627,$E$627-($C$627-AC640)*$E$631,IF(OR(A640<=$C$628,A640>$C$628),$E$628-($C$628-AC640)*$E$632,0)))),((273.15+$D$624)/($D$624-$C$628))*$E$627)),((273.15+$D$624)/($D$624-$C$628))*$E$627)","v":{"$error":"#N/A"}},{"$f":"IFERROR(IF(AB640<AC640,((273.15+$D$624)/($D$624-$C$628))*$E$627,MIN(((273.15+AB640)/(AB640-AC640))*IF(A640<=$C$625,$E$625-($C$625-AC640)*$E$630,IF(A640<=$C$626,$E$626-($C$626-AC640)*$E$630,IF(A640<=$C$627,$E$627-($C$627-AC640)*$E$631,IF(OR(A640<=$C$628,A640>$C$628),$E$628-($C$628-AC640)*$E$632,0)))),((273.15+$D$624)/($D$624-$C$628))*$E$627)),((273.15+$D$624)/($D$624-$C$628))*$E$627)","v":{"$error":"#N/A"}},{"$error":"#N/A"},0,0,{"$f":"MAX(M424,'TW01'!P72,'TW02'!P72,'TW03'!P72,'TW04'!P72)","v":0},0,{"$f":"IFERROR(IF(AH640<AK640,((273.15+$D$624)/($D$624-$C$628))*$H$627,MIN(((273.15+AH640)/(AH640-AK640))*IF(A640<=$C$625,$H$625-($C$625-AK640)*$H$630,IF(A640<=$C$626,$H$626-($C$626-AK640)*$H$630,IF(A640<=$C$627,$H$627-($C$627-AK640)*$H$631,IF(OR(A640<=$C$628,A640>$C$628),$H$628-($C$628-AK640)*$H$632,0)))),((273.15+$D$624)/($D$624-$C$628))*$H$627)),((273.15+$D$624)/($D$624-$C$628))*$H$627)","v":{"$error":"#N/A"}},{"$f":"IFERROR(IF(AI640<AK640,((273.15+$D$624)/($D$624-$C$628))*$H$627,MIN(((273.15+AI640)/(AI640-AK640))*IF(A640<=$C$625,$H$625-($C$625-A640)*$H$630,IF(A640<=$C$626,$H$626-($C$626-A640)*$H$630,IF(A640<=$C$627,$H$627-($C$627-A640)*$H$631,IF(OR(A640<=$C$628,A640>$C$628),$H$628-($C$628-A640)*$H$632,0)))),((273.15+$D$624)/($D$624-$C$628))*$H$627)),((273.15+$D$624)/($D$624-$C$628))*$H$627)","v":{"$error":"#N/A"}},{"$f":"IFERROR(IF(AJ640<AK640,((273.15+$D$624)/($D$624-$C$628))*$H$627,MIN(((273.15+AJ640)/(AJ640-AK640))*IF(A640<=$C$625,$H$625-($C$625-AK640)*$H$630,IF(A640<=$C$626,$H$626-($C$626-AK640)*$H$630,IF(A640<=$C$627,$H$627-($C$627-AK640)*$H$631,IF(OR(A640<=$C$628,A640>$C$628),$H$628-($C$628-AK640)*$H$632,0)))),((273.15+$D$624)/($D$624-$C$628))*$H$627)),((273.15+$D$624)/($D$624-$C$628))*$H$627)","v":{"$error":"#N/A"}},{"$error":"#N/A"},0,0,{"$f":"MAX(N424,'TW01'!P72,'TW02'!P72,'TW03'!P72,'TW04'!P72)","v":0},0,{"$f":"IFERROR(IF(AP640<AS640,((273.15+$D$624)/($D$624-$C$628))*$K$627,MIN(((273.15+AP640)/(AP640-AS640))*IF(A640<=$C$625,$K$625-($C$625-AS640)*$K$630,IF(A640<=$C$626,$K$626-($C$626-AS640)*$K$630,IF(A640<=$C$627,$K$627-($C$627-AS640)*$K$631,IF(OR(A640<=$C$628,A640>$C$628),$K$628-($C$628-AS640)*$K$632,0)))),((273.15+$D$624)/($D$624-$C$628))*$K$627)),((273.15+$D$624)/($D$624-$C$628))*$K$627)","v":{"$error":"#N/A"}},{"$f":"IFERROR(IF(AQ640<AS640,((273.15+$D$624)/($D$624-$C$628))*$K$627,MIN(((273.15+AQ640)/(AQ640-AS640))*IF(A640<=$C$625,$K$625-($C$625-AS640)*$K$630,IF(A640<=$C$626,$K$626-($C$626-AS640)*$K$630,IF(A640<=$C$627,$K$627-($C$627-AS640)*$K$631,IF(OR(A640<=$C$628,A640>$C$628),$K$628-($C$628-AS640)*$K$632,0)))),((273.15+$D$624)/($D$624-$C$628))*$K$627)),((273.15+$D$624)/($D$624-$C$628))*$K$627)","v":{"$error":"#N/A"}},{"$f":"IFERROR(IF(AR640<AS640,((273.15+$D$624)/($D$624-$C$628))*$K$627,MIN(((273.15+AR640)/(AR640-AS640))*IF(A640<=$C$625,$K$625-($C$625-AS640)*$K$630,IF(A640<=$C$626,$K$626-($C$626-AS640)*$K$630,IF(A640<=$C$627,$K$627-($C$627-AS640)*$K$631,IF(OR(A640<=$C$628,A640>$C$628),$K$628-($C$628-AS640)*$K$632,0)))),((273.15+$D$624)/($D$624-$C$628))*$K$627)),((273.15+$D$624)/($D$624-$C$628))*$K$627)","v":{"$error":"#N/A"}},{"$error":"#N/A"}]
[-23,0,0,{"$f":"MAX('TW01'!K73,'TW02'!K73,'TW03'!K73,'TW04'!K73,L359)","v":0},0,{"$error":"#N/A"},{"$error":"#N/A"},{"$error":"#N/A"},{"$error":"#N/A"},0,0,{"$f":"MAX('TW01'!K73,'TW02'!K73,'TW03'!K73,'TW04'!K73,M359)","v":0},0,{"$error":"#N/A"},{"$error":"#N/A"},{"$error":"#N/A"},{"$error":"#N/A"},0,0,{"$f":"MAX('TW01'!K73,'TW02'!K73,'TW03'!K73,'TW04'!K73,N359)","v":0},0,{"$error":"#N/A"},{"$error":"#N/A"},{"$error":"#N/A"},{"$error":"#N/A"},0,0,{"$f":"MAX(L425,'TW01'!P73,'TW02'!P73,'TW03'!P73,'TW04'!P73)","v":0},0,{"$f":"IFERROR(IF(Z641<AC641,((273.15+$D$624)/($D$624-$C$628))*$E$627,MIN(((273.15+Z641)/(Z641-AC641))*IF(A641<=$C$625,$E$625-($C$625-AC641)*$E$630,IF(A641<=$C$626,$E$626-($C$626-AC641)*$E$630,IF(A641<=$C$627,$E$627-($C$627-AC641)*$E$631,IF(OR(A641<=$C$628,A641>$C$628),$E$628-($C$628-AC641)*$E$632,0)))),((273.15+$D$624)/($D$624-$C$628))*$E$627)),((273.15+$D$624)/($D$624-$C$628))*$E$627)","v":{"$error":"#N/A"}},{"$error":"#N/A"},{"$error":"#N/A"},{"$error":"#N/A"},0,0,{"$f":"MAX(M425,'TW01'!P73,'TW02'!P73,'TW03'!P73,'TW04'!P73)","v":0},0,{"$error":"#N/A"},{"$error":"#N/A"},{"$error":"#N/A"},{"$error":"#N/A"},0,0,{"$f":"MAX(N425,'TW01'!P73,'TW02'!P73,'TW03'!P73,'TW04'!P73)","v":0},0,{"$error":"#N/A"},{"$error":"#N/A"},{"$error":"#N/A"},{"$error":"#N/A"}]
[-22,0,0,{"$f":"MAX('TW01'!K74,'TW02'!K74,'TW03'!K74,'TW04'!K74,L360)","v":0},0,{"$error":"#N/A"},{"$error":"#N/A"},{"$error":"#N/A"},{"$error":"#N/A"},0,0,{"$f":"MAX('TW01'!K74,'TW02'!K74,'TW03'!K74,'TW04'!K74,M360)","v":0},0,{"$error":"#N/A"},{"$error":"#N/A"},{"$error":"#N/A"},{"$error":"#N/A"},0,0,{"$f":"MAX('TW01'!K74,'TW02'!K74,'TW03'!K74,'TW04'!K74,N360)","v":0},0,{"$error":"#N/A"},{"$error":"#N/A"},{"$error":"#N/A"},{"$error":"#N/A"},0,0,{"$f":"MAX(L426,'TW01'!P74,'TW02'!P74,'TW03'!P74,'TW04'!P74)","v":0},0,{"$error":"#N/A"},{"$error":"#N/A"},{"$error":"#N/A"},{"$error":"#N/A"},0,0,{"$f":"MAX(M426,'TW01'!P74,'TW02'!P74,'TW03'!P74,'TW04'!P74)","v":0},0,{"$error":"#N/A"},{"$error":"#N/A"},{"$error":"#N/A"},{"$error":"#N/A"},0,0,{"$f":"MAX(N426,'TW01'!P74,'TW02'!P74,'TW03'!P74,'TW04'!P74)","v":0},0,{"$error":"#N/A"},{"$error":"#N/A"},{"$error":"#N/A"},{"$error":"#N/A"}]
[-21,0,0,{"$f":"MAX('TW01'!K75,'TW02'!K75,'TW03'!K75,'TW04'!K75,L361)","v":0},0,{"$error":"#N/A"},{"$error":"#N/A"},{"$error":"#N/A"},{"$error":"#N/A"},0,0,{"$f":"MAX('TW01'!K75,'TW02'!K75,'TW03'!K75,'TW04'!K75,M361)","v":0},0,{"$error":"#N/A"},{"$error":"#N/A"},{"$error":"#N/A"},{"$error":"#N/A"},0,0,{"$f":"MAX('TW01'!K75,'TW02'!K75,'TW03'!K75,'TW04'!K75,N361)","v":0},0,{"$error":"#N/A"},{"$error":"#N/A"},{"$error":"#N/A"},{"$error":"#N/A"},0,0,{"$f":"MAX(L427,'TW01'!P75,'TW02'!P75,'TW03'!P75,'TW04'!P75)","v":0},0,{"$error":"#N/A"},{"$error":"#N/A"},{"$error":"#N/A"},{"$error":"#N/A"},0,0,{"$f":"MAX(M427,'TW01'!P75,'TW02'!P75,'TW03'!P75,'TW04'!P75)","v":0},0,{"$error":"#N/A"},{"$error":"#N/A"},{"$error":"#N/A"},{"$error":"#N/A"},0,0,{"$f":"MAX(N427,'TW01'!P75,'TW02'!P75,'TW03'!P75,'TW04'!P75)","v":0},0,{"$error":"#N/A"},{"$error":"#N/A"},{"$error":"#N/A"},{"$error":"#N/A"}]
[-20,0,0,{"$f":"MAX('TW01'!K76,'TW02'!K76,'TW03'!K76,'TW04'!K76,L362)","v":0},0,{"$error":"#N/A"},{"$error":"#N/A"},{"$error":"#N/A"},{"$error":"#N/A"},0,0,{"$f":"MAX('TW01'!K76,'TW02'!K76,'TW03'!K76,'TW04'!K76,M362)","v":0},0,{"$error":"#N/A"},{"$error":"#N/A"},{"$error":"#N/A"},{"$error":"#N/A"},0,0,{"$f":"MAX('TW01'!K76,'TW02'!K76,'TW03'!K76,'TW04'!K76,N362)","v":0},0,{"$error":"#N/A"},{"$error":"#N/A"},{"$error":"#N/A"},{"$error":"#N/A"},0,0,{"$f":"MAX(L428,'TW01'!P76,'TW02'!P76,'TW03'!P76,'TW04'!P76)","v":0},0,{"$error":"#N/A"},{"$error":"#N/A"},{"$error":"#N/A"},{"$error":"#N/A"},0,0,{"$f":"MAX(M428,'TW01'!P76,'TW02'!P76,'TW03'!P76,'TW04'!P76)","v":0},0,{"$error":"#N/A"},{"$error":"#N/A"},{"$error":"#N/A"},{"$error":"#N/A"},0,0,{"$f":"MAX(N428,'TW01'!P76,'TW02'!P76,'TW03'!P76,'TW04'!P76)","v":0},0,{"$error":"#N/A"},{"$error":"#N/A"},{"$error":"#N/A"},{"$error":"#N/A"}]
[-19,0,0,{"$f":"MAX('TW01'!K77,'TW02'!K77,'TW03'!K77,'TW04'!K77,L363)","v":0},0,{"$error":"#N/A"},{"$error":"#N/A"},{"$error":"#N/A"},{"$error":"#N/A"},0,0,{"$f":"MAX('TW01'!K77,'TW02'!K77,'TW03'!K77,'TW04'!K77,M363)","v":0},0,{"$error":"#N/A"},{"$error":"#N/A"},{"$error":"#N/A"},{"$error":"#N/A"},0,0,{"$f":"MAX('TW01'!K77,'TW02'!K77,'TW03'!K77,'TW04'!K77,N363)","v":0},0,{"$error":"#N/A"},{"$error":"#N/A"},{"$error":"#N/A"},{"$error":"#N/A"},0,0,{"$f":"MAX(L429,'TW01'!P77,'TW02'!P77,'TW03'!P77,'TW04'!P77)","v":0},0,{"$error":"#N/A"},{"$error":"#N/A"},{"$error":"#N/A"},{"$error":"#N/A"},0,0,{"$f":"MAX(M429,'TW01'!P77,'TW02'!P77,'TW03'!P77,'TW04'!P77)","v":0},0,{"$error":"#N/A"},{"$error":"#N/A"},{"$error":"#N/A"},{"$error":"#N/A"},0,0,{"$f":"MAX(N429,'TW01'!P77,'TW02'!P77,'TW03'!P77,'TW04'!P77)","v":0},0,{"$error":"#N/A"},{"$error":"#N/A"},{"$error":"#N/A"},{"$error":"#N/A"}]
[-18,0,0,{"$f":"MAX('TW01'!K78,'TW02'!K78,'TW03'!K78,'TW04'!K78,L364)","v":0},0,{"$error":"#N/A"},{"$error":"#N/A"},{"$error":"#N/A"},{"$error":"#N/A"},0,0,{"$f":"MAX('TW01'!K78,'TW02'!K78,'TW03'!K78,'TW04'!K78,M364)","v":0},0,{"$error":"#N/A"},{"$error":"#N/A"},{"$error":"#N/A"},{"$error":"#N/A"},0,0,{"$f":"MAX('TW01'!K78,'TW02'!K78,'TW03'!K78,'TW04'!K78,N364)","v":0},0,{"$error":"#N/A"},{"$error":"#N/A"},{"$error":"#N/A"},{"$error":"#N/A"},0,0,{"$f":"MAX(L430,'TW01'!P78,'TW02'!P78,'TW03'!P78,'TW04'!P78)","v":0},0,{"$error":"#N/A"},{"$error":"#N/A"},{"$error":"#N/A"},{"$error":"#N/A"},0,0,{"$f":"MAX(M430,'TW01'!P78,'TW02'!P78,'TW03'!P78,'TW04'!P78)","v":0},0,{"$error":"#N/A"},{"$error":"#N/A"},{"$error":"#N/A"},{"$error":"#N/A"},0,0,{"$f":"MAX(N430,'TW01'!P78,'TW02'!P78,'TW03'!P78,'TW04'!P78)","v":0},0,{"$error":"#N/A"},{"$error":"#N/A"},{"$error":"#N/A"},{"$error":"#N/A"}]
[-17,0,0,{"$f":"MAX('TW01'!K79,'TW02'!K79,'TW03'!K79,'TW04'!K79,L365)","v":0},0,{"$error":"#N/A"},{"$error":"#N/A"},{"$error":"#N/A"},{"$error":"#N/A"},0,0,{"$f":"MAX('TW01'!K79,'TW02'!K79,'TW03'!K79,'TW04'!K79,M365)","v":0},0,{"$error":"#N/A"},{"$error":"#N/A"},{"$error":"#N/A"},{"$error":"#N/A"},0,0,{"$f":"MAX('TW01'!K79,'TW02'!K79,'TW03'!K79,'TW04'!K79,N365)","v":0},0,{"$error":"#N/A"},{"$error":"#N/A"},{"$error":"#N/A"},{"$error":"#N/A"},0,0,{"$f":"MAX(L431,'TW01'!P79,'TW02'!P79,'TW03'!P79,'TW04'!P79)","v":0},0,{"$error":"#N/A"},{"$error":"#N/A"},{"$error":"#N/A"},{"$error":"#N/A"},0,0,{"$f":"MAX(M431,'TW01'!P79,'TW02'!P79,'TW03'!P79,'TW04'!P79)","v":0},0,{"$error":"#N/A"},{"$error":"#N/A"},{"$error":"#N/A"},{"$error":"#N/A"},0,0,{"$f":"MAX(N431,'TW01'!P79,'TW02'!P79,'TW03'!P79,'TW04'!P79)","v":0},0,{"$error":"#N/A"},{"$error":"#N/A"},{"$error":"#N/A"},{"$error":"#N/A"}]
[-16,0,0,{"$f":"MAX('TW01'!K80,'TW02'!K80,'TW03'!K80,'TW04'!K80,L366)","v":0},0,{"$error":"#N/A"},{"$error":"#N/A"},{"$error":"#N/A"},{"$error":"#N/A"},0,0,{"$f":"MAX('TW01'!K80,'TW02'!K80,'TW03'!K80,'TW04'!K80,M366)","v":0},0,{"$error":"#N/A"},{"$error":"#N/A"},{"$error":"#N/A"},{"$error":"#N/A"},0,0,{"$f":"MAX('TW01'!K80,'TW02'!K80,'TW03'!K80,'TW04'!K80,N366)","v":0},0,{"$error":"#N/A"},{"$error":"#N/A"},{"$error":"#N/A"},{"$error":"#N/A"},0,0,{"$f":"MAX(L432,'TW01'!P80,'TW02'!P80,'TW03'!P80,'TW04'!P80)","v":0},0,{"$error":"#N/A"},{"$error":"#N/A"},{"$error":"#N/A"},{"$error":"#N/A"},0,0,{"$f":"MAX(M432,'TW01'!P80,'TW02'!P80,'TW03'!P80,'TW04'!P80)","v":0},0,{"$error":"#N/A"},{"$error":"#N/A"},{"$error":"#N/A"},{"$error":"#N/A"},0,0,{"$f":"MAX(N432,'TW01'!P80,'TW02'!P80,'TW03'!P80,'TW04'!P80)","v":0},0,{"$f":"IFERROR(IF(AP648<AS648,((273.15+$D$624)/($D$624-$C$628))*$K$627,MIN(((273.15+AP648)/(AP648-AS648))*IF(A648<=$C$625,$K$625-($C$625-AS648)*$K$630,IF(A648<=$C$626,$K$626-($C$626-AS648)*$K$630,IF(A648<=$C$627,$K$627-($C$627-AS648)*$K$631,IF(OR(A648<=$C$628,A648>$C$628),$K$628-($C$628-AS648)*$K$632,0)))),((273.15+$D$624)/($D$624-$C$628))*$K$627)),((273.15+$D$624)/($D$624-$C$628))*$K$627)","v":{"$error":"#N/A"}},{"$f":"IFERROR(IF(AQ648<AS648,((273.15+$D$624)/($D$624-$C$628))*$K$627,MIN(((273.15+AQ648)/(AQ648-AS648))*IF(A648<=$C$625,$K$625-($C$625-AS648)*$K$630,IF(A648<=$C$626,$K$626-($C$626-AS648)*$K$630,IF(A648<=$C$627,$K$627-($C$627-AS648)*$K$631,IF(OR(A648<=$C$628,A648>$C$628),$K$628-($C$628-AS648)*$K$632,0)))),((273.15+$D$624)/($D$624-$C$628))*$K$627)),((273.15+$D$624)/($D$624-$C$628))*$K$627)","v":{"$error":"#N/A"}},{"$f":"IFERROR(IF(AR648<AS648,((273.15+$D$624)/($D$624-$C$628))*$K$627,MIN(((273.15+AR648)/(AR648-AS648))*IF(A648<=$C$625,$K$625-($C$625-AS648)*$K$630,IF(A648<=$C$626,$K$626-($C$626-AS648)*$K$630,IF(A648<=$C$627,$K$627-($C$627-AS648)*$K$631,IF(OR(A648<=$C$628,A648>$C$628),$K$628-($C$628-AS648)*$K$632,0)))),((273.15+$D$624)/($D$624-$C$628))*$K$627)),((273.15+$D$624)/($D$624-$C$628))*$K$627)","v":{"$error":"#N/A"}},{"$error":"#N/A"}]
[-15,0,0,{"$f":"MAX('TW01'!K81,'TW02'!K81,'TW03'!K81,'TW04'!K81,L367)","v":0},0,{"$error":"#N/A"},{"$error":"#N/A"},{"$error":"#N/A"},{"$error":"#N/A"},0,0,{"$f":"MAX('TW01'!K81,'TW02'!K81,'TW03'!K81,'TW04'!K81,M367)","v":0},0,{"$error":"#N/A"},{"$error":"#N/A"},{"$error":"#N/A"},{"$error":"#N/A"},0,0,{"$f":"MAX('TW01'!K81,'TW02'!K81,'TW03'!K81,'TW04'!K81,N367)","v":0},0,{"$error":"#N/A"},{"$error":"#N/A"},{"$error":"#N/A"},{"$error":"#N/A"},0,0,{"$f":"MAX(L433,'TW01'!P81,'TW02'!P81,'TW03'!P81,'TW04'!P81)","v":0},0,{"$error":"#N/A"},{"$error":"#N/A"},{"$error":"#N/A"},{"$error":"#N/A"},0,0,{"$f":"MAX(M433,'TW01'!P81,'TW02'!P81,'TW03'!P81,'TW04'!P81)","v":0},0,{"$error":"#N/A"},{"$error":"#N/A"},{"$error":"#N/A"},{"$error":"#N/A"},0,0,{"$f":"MAX(N433,'TW01'!P81,'TW02'!P81,'TW03'!P81,'TW04'!P81)","v":0},0,{"$error":"#N/A"},{"$error":"#N/A"},{"$error":"#N/A"},{"$error":"#N/A"}]
[-14,0,0,{"$f":"MAX('TW01'!K82,'TW02'!K82,'TW03'!K82,'TW04'!K82,L368)","v":0},0,{"$error":"#N/A"},{"$error":"#N/A"},{"$error":"#N/A"},{"$error":"#N/A"},0,0,{"$f":"MAX('TW01'!K82,'TW02'!K82,'TW03'!K82,'TW04'!K82,M368)","v":0},0,{"$error":"#N/A"},{"$error":"#N/A"},{"$error":"#N/A"},{"$error":"#N/A"},0,0,{"$f":"MAX('TW01'!K82,'TW02'!K82,'TW03'!K82,'TW04'!K82,N368)","v":0},0,{"$error":"#N/A"},{"$error":"#N/A"},{"$error":"#N/A"},{"$error":"#N/A"},0,0,{"$f":"MAX(L434,'TW01'!P82,'TW02'!P82,'TW03'!P82,'TW04'!P82)","v":0},0,{"$error":"#N/A"},{"$error":"#N/A"},{"$error":"#N/A"},{"$error":"#N/A"},0,0,{"$f":"MAX(M434,'TW01'!P82,'TW02'!P82,'TW03'!P82,'TW04'!P82)","v":0},0,{"$error":"#N/A"},{"$error":"#N/A"},{"$error":"#N/A"},{"$error":"#N/A"},0,0,{"$f":"MAX(N434,'TW01'!P82,'TW02'!P82,'TW03'!P82,'TW04'!P82)","v":0},0,{"$error":"#N/A"},{"$error":"#N/A"},{"$error":"#N/A"},{"$error":"#N/A"}]
[-13,0,0,{"$f":"MAX('TW01'!K83,'TW02'!K83,'TW03'!K83,'TW04'!K83,L369)","v":0},0,{"$error":"#N/A"},{"$error":"#N/A"},{"$error":"#N/A"},{"$error":"#N/A"},0,0,{"$f":"MAX('TW01'!K83,'TW02'!K83,'TW03'!K83,'TW04'!K83,M369)","v":0},0,{"$error":"#N/A"},{"$error":"#N/A"},{"$error":"#N/A"},{"$error":"#N/A"},0,0,{"$f":"MAX('TW01'!K83,'TW02'!K83,'TW03'!K83,'TW04'!K83,N369)","v":0},0,{"$error":"#N/A"},{"$error":"#N/A"},{"$error":"#N/A"},{"$error":"#N/A"},0,0,{"$f":"MAX(L435,'TW01'!P83,'TW02'!P83,'TW03'!P83,'TW04'!P83)","v":0},0,{"$error":"#N/A"},{"$error":"#N/A"},{"$error":"#N/A"},{"$error":"#N/A"},0,0,{"$f":"MAX(M435,'TW01'!P83,'TW02'!P83,'TW03'!P83,'TW04'!P83)","v":0},0,{"$error":"#N/A"},{"$error":"#N/A"},{"$error":"#N/A"},{"$error":"#N/A"},0,0,{"$f":"MAX(N435,'TW01'!P83,'TW02'!P83,'TW03'!P83,'TW04'!P83)","v":0},0,{"$error":"#N/A"},{"$error":"#N/A"},{"$error":"#N/A"},{"$error":"#N/A"}]
[-12,0,0,{"$f":"MAX('TW01'!K84,'TW02'!K84,'TW03'!K84,'TW04'!K84,L370)","v":0},0,{"$error":"#N/A"},{"$error":"#N/A"},{"$error":"#N/A"},{"$error":"#N/A"},0,0,{"$f":"MAX('TW01'!K84,'TW02'!K84,'TW03'!K84,'TW04'!K84,M370)","v":0},0,{"$error":"#N/A"},{"$error":"#N/A"},{"$error":"#N/A"},{"$error":"#N/A"},0,0,{"$f":"MAX('TW01'!K84,'TW02'!K84,'TW03'!K84,'TW04'!K84,N370)","v":0},0,{"$error":"#N/A"},{"$error":"#N/A"},{"$error":"#N/A"},{"$error":"#N/A"},0,0,{"$f":"MAX(L436,'TW01'!P84,'TW02'!P84,'TW03'!P84,'TW04'!P84)","v":0},0,{"$error":"#N/A"},{"$error":"#N/A"},{"$error":"#N/A"},{"$error":"#N/A"},0,0,{"$f":"MAX(M436,'TW01'!P84,'TW02'!P84,'TW03'!P84,'TW04'!P84)","v":0},0,{"$error":"#N/A"},{"$error":"#N/A"},{"$error":"#N/A"},{"$error":"#N/A"},0,0,{"$f":"MAX(N436,'TW01'!P84,'TW02'!P84,'TW03'!P84,'TW04'!P84)","v":0},0,{"$error":"#N/A"},{"$error":"#N/A"},{"$error":"#N/A"},{"$error":"#N/A"}]
[-11,0,0,{"$f":"MAX('TW01'!K85,'TW02'!K85,'TW03'!K85,'TW04'!K85,L371)","v":0},0,{"$error":"#N/A"},{"$error":"#N/A"},{"$error":"#N/A"},{"$error":"#N/A"},0,0,{"$f":"MAX('TW01'!K85,'TW02'!K85,'TW03'!K85,'TW04'!K85,M371)","v":0},0,{"$error":"#N/A"},{"$error":"#N/A"},{"$error":"#N/A"},{"$error":"#N/A"},0,0,{"$f":"MAX('TW01'!K85,'TW02'!K85,'TW03'!K85,'TW04'!K85,N371)","v":0},0,{"$error":"#N/A"},{"$error":"#N/A"},{"$error":"#N/A"},{"$error":"#N/A"},0,0,{"$f":"MAX(L437,'TW01'!P85,'TW02'!P85,'TW03'!P85,'TW04'!P85)","v":0},0,{"$error":"#N/A"},{"$error":"#N/A"},{"$error":"#N/A"},{"$error":"#N/A"},0,0,{"$f":"MAX(M437,'TW01'!P85,'TW02'!P85,'TW03'!P85,'TW04'!P85)","v":0},0,{"$error":"#N/A"},{"$error":"#N/A"},{"$error":"#N/A"},{"$error":"#N/A"},0,0,{"$f":"MAX(N437,'TW01'!P85,'TW02'!P85,'TW03'!P85,'TW04'!P85)","v":0},0,{"$error":"#N/A"},{"$error":"#N/A"},{"$error":"#N/A"},{"$error":"#N/A"}]
[-10,0,0,{"$f":"MAX('TW01'!K86,'TW02'!K86,'TW03'!K86,'TW04'!K86,L372)","v":0},0,{"$error":"#N/A"},{"$error":"#N/A"},{"$error":"#N/A"},{"$error":"#N/A"},0,0,{"$f":"MAX('TW01'!K86,'TW02'!K86,'TW03'!K86,'TW04'!K86,M372)","v":0},0,{"$error":"#N/A"},{"$error":"#N/A"},{"$error":"#N/A"},{"$error":"#N/A"},0,0,{"$f":"MAX('TW01'!K86,'TW02'!K86,'TW03'!K86,'TW04'!K86,N372)","v":0},0,{"$error":"#N/A"},{"$error":"#N/A"},{"$error":"#N/A"},{"$error":"#N/A"},0,0,{"$f":"MAX(L438,'TW01'!P86,'TW02'!P86,'TW03'!P86,'TW04'!P86)","v":0},0,{"$error":"#N/A"},{"$error":"#N/A"},{"$error":"#N/A"},{"$error":"#N/A"},0,0,{"$f":"MAX(M438,'TW01'!P86,'TW02'!P86,'TW03'!P86,'TW04'!P86)","v":0},0,{"$error":"#N/A"},{"$error":"#N/A"},{"$error":"#N/A"},{"$error":"#N/A"},0,0,{"$f":"MAX(N438,'TW01'!P86,'TW02'!P86,'TW03'!P86,'TW04'!P86)","v":0},0,{"$error":"#N/A"},{"$error":"#N/A"},{"$error":"#N/A"},{"$error":"#N/A"}]
[-9,0,0,{"$f":"MAX('TW01'!K87,'TW02'!K87,'TW03'!K87,'TW04'!K87,L373)","v":0},0,{"$error":"#N/A"},{"$error":"#N/A"},{"$error":"#N/A"},{"$error":"#N/A"},0,0,{"$f":"MAX('TW01'!K87,'TW02'!K87,'TW03'!K87,'TW04'!K87,M373)","v":0},0,{"$error":"#N/A"},{"$error":"#N/A"},{"$error":"#N/A"},{"$error":"#N/A"},0,0,{"$f":"MAX('TW01'!K87,'TW02'!K87,'TW03'!K87,'TW04'!K87,N373)","v":0},0,{"$error":"#N/A"},{"$error":"#N/A"},{"$error":"#N/A"},{"$error":"#N/A"},0,0,{"$f":"MAX(L439,'TW01'!P87,'TW02'!P87,'TW03'!P87,'TW04'!P87)","v":0},0,{"$error":"#N/A"},{"$error":"#N/A"},{"$error":"#N/A"},{"$error":"#N/A"},0,0,{"$f":"MAX(M439,'TW01'!P87,'TW02'!P87,'TW03'!P87,'TW04'!P87)","v":0},0,{"$error":"#N/A"},{"$error":"#N/A"},{"$error":"#N/A"},{"$error":"#N/A"},0,0,{"$f":"MAX(N439,'TW01'!P87,'TW02'!P87,'TW03'!P87,'TW04'!P87)","v":0},0,{"$error":"#N/A"},{"$error":"#N/A"},{"$error":"#N/A"},{"$error":"#N/A"}]
[-8,0,0,{"$f":"MAX('TW01'!K88,'TW02'!K88,'TW03'!K88,'TW04'!K88,L374)","v":0},0,{"$error":"#N/A"},{"$error":"#N/A"},{"$error":"#N/A"},{"$error":"#N/A"},0,0,{"$f":"MAX('TW01'!K88,'TW02'!K88,'TW03'!K88,'TW04'!K88,M374)","v":0},0,{"$error":"#N/A"},{"$error":"#N/A"},{"$error":"#N/A"},{"$error":"#N/A"},0,0,{"$f":"MAX('TW01'!K88,'TW02'!K88,'TW03'!K88,'TW04'!K88,N374)","v":0},0,{"$error":"#N/A"},{"$error":"#N/A"},{"$error":"#N/A"},{"$error":"#N/A"},0,0,{"$f":"MAX(L440,'TW01'!P88,'TW02'!P88,'TW03'!P88,'TW04'!P88)","v":0},0,{"$error":"#N/A"},{"$error":"#N/A"},{"$error":"#N/A"},{"$error":"#N/A"},0,0,{"$f":"MAX(M440,'TW01'!P88,'TW02'!P88,'TW03'!P88,'TW04'!P88)","v":0},0,{"$error":"#N/A"},{"$error":"#N/A"},{"$error":"#N/A"},{"$error":"#N/A"},0,0,{"$f":"MAX(N440,'TW01'!P88,'TW02'!P88,'TW03'!P88,'TW04'!P88)","v":0},0,{"$error":"#N/A"},{"$error":"#N/A"},{"$error":"#N/A"},{"$error":"#N/A"}]
[-7,0,0,{"$f":"MAX('TW01'!K89,'TW02'!K89,'TW03'!K89,'TW04'!K89,L375)","v":0},0,{"$error":"#N/A"},{"$error":"#N/A"},{"$error":"#N/A"},{"$error":"#N/A"},0,0,{"$f":"MAX('TW01'!K89,'TW02'!K89,'TW03'!K89,'TW04'!K89,M375)","v":0},0,{"$error":"#N/A"},{"$error":"#N/A"},{"$error":"#N/A"},{"$error":"#N/A"},0,0,{"$f":"MAX('TW01'!K89,'TW02'!K89,'TW03'!K89,'TW04'!K89,N375)","v":0},0,{"$error":"#N/A"},{"$error":"#N/A"},{"$error":"#N/A"},{"$error":"#N/A"},0,0,{"$f":"MAX(L441,'TW01'!P89,'TW02'!P89,'TW03'!P89,'TW04'!P89)","v":0},0,{"$error":"#N/A"},{"$error":"#N/A"},{"$error":"#N/A"},{"$error":"#N/A"},0,0,{"$f":"MAX(M441,'TW01'!P89,'TW02'!P89,'TW03'!P89,'TW04'!P89)","v":0},0,{"$error":"#N/A"},{"$error":"#N/A"},{"$error":"#N/A"},{"$error":"#N/A"},0,0,{"$f":"MAX(N441,'TW01'!P89,'TW02'!P89,'TW03'!P89,'TW04'!P89)","v":0},0,{"$error":"#N/A"},{"$error":"#N/A"},{"$error":"#N/A"},{"$error":"#N/A"}]
[-6,0,0,{"$f":"MAX('TW01'!K90,'TW02'!K90,'TW03'!K90,'TW04'!K90,L376)","v":0},0,{"$error":"#N/A"},{"$error":"#N/A"},{"$error":"#N/A"},{"$error":"#N/A"},0,0,{"$f":"MAX('TW01'!K90,'TW02'!K90,'TW03'!K90,'TW04'!K90,M376)","v":0},0,{"$error":"#N/A"},{"$error":"#N/A"},{"$error":"#N/A"},{"$error":"#N/A"},0,0,{"$f":"MAX('TW01'!K90,'TW02'!K90,'TW03'!K90,'TW04'!K90,N376)","v":0},0,{"$error":"#N/A"},{"$error":"#N/A"},{"$error":"#N/A"},{"$error":"#N/A"},0,0,{"$f":"MAX(L442,'TW01'!P90,'TW02'!P90,'TW03'!P90,'TW04'!P90)","v":0},0,{"$error":"#N/A"},{"$error":"#N/A"},{"$error":"#N/A"},{"$error":"#N/A"},0,0,{"$f":"MAX(M442,'TW01'!P90,'TW02'!P90,'TW03'!P90,'TW04'!P90)","v":0},0,{"$error":"#N/A"},{"$error":"#N/A"},{"$error":"#N/A"},{"$error":"#N/A"},0,0,{"$f":"MAX(N442,'TW01'!P90,'TW02'!P90,'TW03'!P90,'TW04'!P90)","v":0},0,{"$error":"#N/A"},{"$error":"#N/A"},{"$error":"#N/A"},{"$error":"#N/A"}]
[-5,0,0,{"$f":"MAX('TW01'!K91,'TW02'!K91,'TW03'!K91,'TW04'!K91,L377)","v":0},0,{"$error":"#N/A"},{"$error":"#N/A"},{"$error":"#N/A"},{"$error":"#N/A"},0,0,{"$f":"MAX('TW01'!K91,'TW02'!K91,'TW03'!K91,'TW04'!K91,M377)","v":0},0,{"$error":"#N/A"},{"$error":"#N/A"},{"$error":"#N/A"},{"$error":"#N/A"},0,0,{"$f":"MAX('TW01'!K91,'TW02'!K91,'TW03'!K91,'TW04'!K91,N377)","v":0},0,{"$error":"#N/A"},{"$error":"#N/A"},{"$error":"#N/A"},{"$error":"#N/A"},0,0,{"$f":"MAX(L443,'TW01'!P91,'TW02'!P91,'TW03'!P91,'TW04'!P91)","v":0},0,{"$error":"#N/A"},{"$error":"#N/A"},{"$error":"#N/A"},{"$error":"#N/A"},0,0,{"$f":"MAX(M443,'TW01'!P91,'TW02'!P91,'TW03'!P91,'TW04'!P91)","v":0},0,{"$error":"#N/A"},{"$error":"#N/A"},{"$error":"#N/A"},{"$error":"#N/A"},0,0,{"$f":"MAX(N443,'TW01'!P91,'TW02'!P91,'TW03'!P91,'TW04'!P91)","v":0},0,{"$error":"#N/A"},{"$error":"#N/A"},{"$error":"#N/A"},{"$error":"#N/A"}]
[-4,0,0,{"$f":"MAX('TW01'!K92,'TW02'!K92,'TW03'!K92,'TW04'!K92,L378)","v":0},0,{"$error":"#N/A"},{"$error":"#N/A"},{"$error":"#N/A"},{"$error":"#N/A"},0,0,{"$f":"MAX('TW01'!K92,'TW02'!K92,'TW03'!K92,'TW04'!K92,M378)","v":0},0,{"$error":"#N/A"},{"$error":"#N/A"},{"$error":"#N/A"},{"$error":"#N/A"},0,0,{"$f":"MAX('TW01'!K92,'TW02'!K92,'TW03'!K92,'TW04'!K92,N378)","v":0},0,{"$error":"#N/A"},{"$error":"#N/A"},{"$error":"#N/A"},{"$error":"#N/A"},0,0,{"$f":"MAX(L444,'TW01'!P92,'TW02'!P92,'TW03'!P92,'TW04'!P92)","v":0},0,{"$error":"#N/A"},{"$error":"#N/A"},{"$error":"#N/A"},{"$error":"#N/A"},0,0,{"$f":"MAX(M444,'TW01'!P92,'TW02'!P92,'TW03'!P92,'TW04'!P92)","v":0},0,{"$error":"#N/A"},{"$error":"#N/A"},{"$error":"#N/A"},{"$error":"#N/A"},0,0,{"$f":"MAX(N444,'TW01'!P92,'TW02'!P92,'TW03'!P92,'TW04'!P92)","v":0},0,{"$error":"#N/A"},{"$error":"#N/A"},{"$error":"#N/A"},{"$error":"#N/A"}]
[-3,0,0,{"$f":"MAX('TW01'!K93,'TW02'!K93,'TW03'!K93,'TW04'!K93,L379)","v":0},0,{"$error":"#N/A"},{"$error":"#N/A"},{"$error":"#N/A"},{"$error":"#N/A"},0,0,{"$f":"MAX('TW01'!K93,'TW02'!K93,'TW03'!K93,'TW04'!K93,M379)","v":0},0,{"$error":"#N/A"},{"$error":"#N/A"},{"$error":"#N/A"},{"$error":"#N/A"},0,0,{"$f":"MAX('TW01'!K93,'TW02'!K93,'TW03'!K93,'TW04'!K93,N379)","v":0},0,{"$error":"#N/A"},{"$error":"#N/A"},{"$error":"#N/A"},{"$error":"#N/A"},0,0,{"$f":"MAX(L445,'TW01'!P93,'TW02'!P93,'TW03'!P93,'TW04'!P93)","v":0},0,{"$error":"#N/A"},{"$error":"#N/A"},{"$error":"#N/A"},{"$error":"#N/A"},0,0,{"$f":"MAX(M445,'TW01'!P93,'TW02'!P93,'TW03'!P93,'TW04'!P93)","v":0},0,{"$error":"#N/A"},{"$error":"#N/A"},{"$error":"#N/A"},{"$error":"#N/A"},0,0,{"$f":"MAX(N445,'TW01'!P93,'TW02'!P93,'TW03'!P93,'TW04'!P93)","v":0},0,{"$error":"#N/A"},{"$error":"#N/A"},{"$error":"#N/A"},{"$error":"#N/A"}]
[-2,0,0,{"$f":"MAX('TW01'!K94,'TW02'!K94,'TW03'!K94,'TW04'!K94,L380)","v":0},0,{"$error":"#N/A"},{"$error":"#N/A"},{"$error":"#N/A"},{"$error":"#N/A"},0,0,{"$f":"MAX('TW01'!K94,'TW02'!K94,'TW03'!K94,'TW04'!K94,M380)","v":0},0,{"$error":"#N/A"},{"$error":"#N/A"},{"$error":"#N/A"},{"$error":"#N/A"},0,0,{"$f":"MAX('TW01'!K94,'TW02'!K94,'TW03'!K94,'TW04'!K94,N380)","v":0},0,{"$error":"#N/A"},{"$error":"#N/A"},{"$error":"#N/A"},{"$error":"#N/A"},0,0,{"$f":"MAX(L446,'TW01'!P94,'TW02'!P94,'TW03'!P94,'TW04'!P94)","v":0},0,{"$error":"#N/A"},{"$error":"#N/A"},{"$error":"#N/A"},{"$error":"#N/A"},0,0,{"$f":"MAX(M446,'TW01'!P94,'TW02'!P94,'TW03'!P94,'TW04'!P94)","v":0},0,{"$error":"#N/A"},{"$error":"#N/A"},{"$error":"#N/A"},{"$error":"#N/A"},0,0,{"$f":"MAX(N446,'TW01'!P94,'TW02'!P94,'TW03'!P94,'TW04'!P94)","v":0},0,{"$error":"#N/A"},{"$error":"#N/A"},{"$error":"#N/A"},{"$error":"#N/A"}]
[-1,0,0,{"$f":"MAX('TW01'!K95,'TW02'!K95,'TW03'!K95,'TW04'!K95,L381)","v":0},0,{"$error":"#N/A"},{"$error":"#N/A"},{"$error":"#N/A"},{"$error":"#N/A"},0,0,{"$f":"MAX('TW01'!K95,'TW02'!K95,'TW03'!K95,'TW04'!K95,M381)","v":0},0,{"$error":"#N/A"},{"$error":"#N/A"},{"$error":"#N/A"},{"$error":"#N/A"},0,0,{"$f":"MAX('TW01'!K95,'TW02'!K95,'TW03'!K95,'TW04'!K95,N381)","v":0},0,{"$error":"#N/A"},{"$error":"#N/A"},{"$error":"#N/A"},{"$error":"#N/A"},0,0,{"$f":"MAX(L447,'TW01'!P95,'TW02'!P95,'TW03'!P95,'TW04'!P95)","v":0},0,{"$error":"#N/A"},{"$error":"#N/A"},{"$error":"#N/A"},{"$error":"#N/A"},0,0,{"$f":"MAX(M447,'TW01'!P95,'TW02'!P95,'TW03'!P95,'TW04'!P95)","v":0},0,{"$error":"#N/A"},{"$error":"#N/A"},{"$error":"#N/A"},{"$error":"#N/A"},0,0,{"$f":"MAX(N447,'TW01'!P95,'TW02'!P95,'TW03'!P95,'TW04'!P95)","v":0},0,{"$error":"#N/A"},{"$error":"#N/A"},{"$error":"#N/A"},{"$error":"#N/A"}]
[0,0,0,{"$f":"MAX('TW01'!K96,'TW02'!K96,'TW03'!K96,'TW04'!K96,L382)","v":0},0,{"$error":"#N/A"},{"$error":"#N/A"},{"$error":"#N/A"},{"$error":"#N/A"},0,0,{"$f":"MAX('TW01'!K96,'TW02'!K96,'TW03'!K96,'TW04'!K96,M382)","v":0},0,{"$error":"#N/A"},{"$error":"#N/A"},{"$error":"#N/A"},{"$error":"#N/A"},0,0,{"$f":"MAX('TW01'!K96,'TW02'!K96,'TW03'!K96,'TW04'!K96,N382)","v":0},0,{"$error":"#N/A"},{"$error":"#N/A"},{"$error":"#N/A"},{"$error":"#N/A"},0,0,{"$f":"MAX(L448,'TW01'!P96,'TW02'!P96,'TW03'!P96,'TW04'!P96)","v":0},0,{"$error":"#N/A"},{"$error":"#N/A"},{"$error":"#N/A"},{"$error":"#N/A"},0,0,{"$f":"MAX(M448,'TW01'!P96,'TW02'!P96,'TW03'!P96,'TW04'!P96)","v":0},0,{"$error":"#N/A"},{"$error":"#N/A"},{"$error":"#N/A"},{"$error":"#N/A"},0,0,{"$f":"MAX(N448,'TW01'!P96,'TW02'!P96,'TW03'!P96,'TW04'!P96)","v":0},0,{"$error":"#N/A"},{"$error":"#N/A"},{"$error":"#N/A"},{"$error":"#N/A"}]
[1,0,0,{"$f":"MAX('TW01'!K97,'TW02'!K97,'TW03'!K97,'TW04'!K97,L383)","v":0},0,{"$error":"#N/A"},{"$error":"#N/A"},{"$error":"#N/A"},{"$error":"#N/A"},0,0,{"$f":"MAX('TW01'!K97,'TW02'!K97,'TW03'!K97,'TW04'!K97,M383)","v":0},0,{"$error":"#N/A"},{"$error":"#N/A"},{"$error":"#N/A"},{"$error":"#N/A"},0,0,{"$f":"MAX('TW01'!K97,'TW02'!K97,'TW03'!K97,'TW04'!K97,N383)","v":0},0,{"$error":"#N/A"},{"$error":"#N/A"},{"$error":"#N/A"},{"$error":"#N/A"},0,0,{"$f":"MAX(L449,'TW01'!P97,'TW02'!P97,'TW03'!P97,'TW04'!P97)","v":0},0,{"$error":"#N/A"},{"$error":"#N/A"},{"$error":"#N/A"},{"$error":"#N/A"},0,0,{"$f":"MAX(M449,'TW01'!P97,'TW02'!P97,'TW03'!P97,'TW04'!P97)","v":0},0,{"$error":"#N/A"},{"$error":"#N/A"},{"$error":"#N/A"},{"$error":"#N/A"},0,0,{"$f":"MAX(N449,'TW01'!P97,'TW02'!P97,'TW03'!P97,'TW04'!P97)","v":0},0,{"$error":"#N/A"},{"$error":"#N/A"},{"$error":"#N/A"},{"$error":"#N/A"}]
[2,0,0,{"$f":"MAX('TW01'!K98,'TW02'!K98,'TW03'!K98,'TW04'!K98,L384)","v":0},0,{"$error":"#N/A"},{"$error":"#N/A"},{"$error":"#N/A"},{"$error":"#N/A"},0,0,{"$f":"MAX('TW01'!K98,'TW02'!K98,'TW03'!K98,'TW04'!K98,M384)","v":0},0,{"$error":"#N/A"},{"$error":"#N/A"},{"$error":"#N/A"},{"$error":"#N/A"},0,0,{"$f":"MAX('TW01'!K98,'TW02'!K98,'TW03'!K98,'TW04'!K98,N384)","v":0},0,{"$error":"#N/A"},{"$error":"#N/A"},{"$error":"#N/A"},{"$error":"#N/A"},0,0,{"$f":"MAX(L450,'TW01'!P98,'TW02'!P98,'TW03'!P98,'TW04'!P98)","v":0},0,{"$error":"#N/A"},{"$error":"#N/A"},{"$error":"#N/A"},{"$error":"#N/A"},0,0,{"$f":"MAX(M450,'TW01'!P98,'TW02'!P98,'TW03'!P98,'TW04'!P98)","v":0},0,{"$error":"#N/A"},{"$error":"#N/A"},{"$error":"#N/A"},{"$error":"#N/A"},0,0,{"$f":"MAX(N450,'TW01'!P98,'TW02'!P98,'TW03'!P98,'TW04'!P98)","v":0},0,{"$error":"#N/A"},{"$error":"#N/A"},{"$error":"#N/A"},{"$error":"#N/A"}]
[3,0,0,{"$f":"MAX('TW01'!K99,'TW02'!K99,'TW03'!K99,'TW04'!K99,L385)","v":0},0,{"$error":"#N/A"},{"$error":"#N/A"},{"$error":"#N/A"},{"$error":"#N/A"},0,0,{"$f":"MAX('TW01'!K99,'TW02'!K99,'TW03'!K99,'TW04'!K99,M385)","v":0},0,{"$error":"#N/A"},{"$error":"#N/A"},{"$error":"#N/A"},{"$error":"#N/A"},0,0,{"$f":"MAX('TW01'!K99,'TW02'!K99,'TW03'!K99,'TW04'!K99,N385)","v":0},0,{"$error":"#N/A"},{"$error":"#N/A"},{"$error":"#N/A"},{"$error":"#N/A"},0,0,{"$f":"MAX(L451,'TW01'!P99,'TW02'!P99,'TW03'!P99,'TW04'!P99)","v":0},0,{"$error":"#N/A"},{"$error":"#N/A"},{"$error":"#N/A"},{"$error":"#N/A"},0,0,{"$f":"MAX(M451,'TW01'!P99,'TW02'!P99,'TW03'!P99,'TW04'!P99)","v":0},0,{"$error":"#N/A"},{"$error":"#N/A"},{"$error":"#N/A"},{"$error":"#N/A"},0,0,{"$f":"MAX(N451,'TW01'!P99,'TW02'!P99,'TW03'!P99,'TW04'!P99)","v":0},0,{"$error":"#N/A"},{"$error":"#N/A"},{"$error":"#N/A"},{"$error":"#N/A"}]
[4,0,0,{"$f":"MAX('TW01'!K100,'TW02'!K100,'TW03'!K100,'TW04'!K100,L386)","v":0},0,{"$error":"#N/A"},{"$error":"#N/A"},{"$error":"#N/A"},{"$error":"#N/A"},0,0,{"$f":"MAX('TW01'!K100,'TW02'!K100,'TW03'!K100,'TW04'!K100,M386)","v":0},0,{"$error":"#N/A"},{"$error":"#N/A"},{"$error":"#N/A"},{"$error":"#N/A"},0,0,{"$f":"MAX('TW01'!K100,'TW02'!K100,'TW03'!K100,'TW04'!K100,N386)","v":0},0,{"$error":"#N/A"},{"$error":"#N/A"},{"$error":"#N/A"},{"$error":"#N/A"},0,0,{"$f":"MAX(L452,'TW01'!P100,'TW02'!P100,'TW03'!P100,'TW04'!P100)","v":0},0,{"$error":"#N/A"},{"$error":"#N/A"},{"$error":"#N/A"},{"$error":"#N/A"},0,0,{"$f":"MAX(M452,'TW01'!P100,'TW02'!P100,'TW03'!P100,'TW04'!P100)","v":0},0,{"$error":"#N/A"},{"$error":"#N/A"},{"$error":"#N/A"},{"$error":"#N/A"},0,0,{"$f":"MAX(N452,'TW01'!P100,'TW02'!P100,'TW03'!P100,'TW04'!P100)","v":0},0,{"$error":"#N/A"},{"$error":"#N/A"},{"$error":"#N/A"},{"$error":"#N/A"}]
[5,0,0,{"$f":"MAX('TW01'!K101,'TW02'!K101,'TW03'!K101,'TW04'!K101,L387)","v":0},0,{"$error":"#N/A"},{"$error":"#N/A"},{"$error":"#N/A"},{"$error":"#N/A"},0,0,{"$f":"MAX('TW01'!K101,'TW02'!K101,'TW03'!K101,'TW04'!K101,M387)","v":0},0,{"$error":"#N/A"},{"$error":"#N/A"},{"$error":"#N/A"},{"$error":"#N/A"},0,0,{"$f":"MAX('TW01'!K101,'TW02'!K101,'TW03'!K101,'TW04'!K101,N387)","v":0},0,{"$error":"#N/A"},{"$error":"#N/A"},{"$error":"#N/A"},{"$error":"#N/A"},0,0,{"$f":"MAX(L453,'TW01'!P101,'TW02'!P101,'TW03'!P101,'TW04'!P101)","v":0},0,{"$error":"#N/A"},{"$error":"#N/A"},{"$error":"#N/A"},{"$error":"#N/A"},0,0,{"$f":"MAX(M453,'TW01'!P101,'TW02'!P101,'TW03'!P101,'TW04'!P101)","v":0},0,{"$error":"#N/A"},{"$error":"#N/A"},{"$error":"#N/A"},{"$error":"#N/A"},0,0,{"$f":"MAX(N453,'TW01'!P101,'TW02'!P101,'TW03'!P101,'TW04'!P101)","v":0},0,{"$error":"#N/A"},{"$error":"#N/A"},{"$error":"#N/A"},{"$error":"#N/A"}]
[6,0,0,{"$f":"MAX('TW01'!K102,'TW02'!K102,'TW03'!K102,'TW04'!K102,L388)","v":0},0,{"$error":"#N/A"},{"$error":"#N/A"},{"$error":"#N/A"},{"$error":"#N/A"},0,0,{"$f":"MAX('TW01'!K102,'TW02'!K102,'TW03'!K102,'TW04'!K102,M388)","v":0},0,{"$error":"#N/A"},{"$error":"#N/A"},{"$error":"#N/A"},{"$error":"#N/A"},0,0,{"$f":"MAX('TW01'!K102,'TW02'!K102,'TW03'!K102,'TW04'!K102,N388)","v":0},0,{"$error":"#N/A"},{"$error":"#N/A"},{"$error":"#N/A"},{"$error":"#N/A"},0,0,{"$f":"MAX(L454,'TW01'!P102,'TW02'!P102,'TW03'!P102,'TW04'!P102)","v":0},0,{"$error":"#N/A"},{"$error":"#N/A"},{"$error":"#N/A"},{"$error":"#N/A"},0,0,{"$f":"MAX(M454,'TW01'!P102,'TW02'!P102,'TW03'!P102,'TW04'!P102)","v":0},0,{"$error":"#N/A"},{"$error":"#N/A"},{"$error":"#N/A"},{"$error":"#N/A"},0,0,{"$f":"MAX(N454,'TW01'!P102,'TW02'!P102,'TW03'!P102,'TW04'!P102)","v":0},0,{"$error":"#N/A"},{"$error":"#N/A"},{"$error":"#N/A"},{"$error":"#N/A"}]
[{"$f":"A738","v":7},{"$f":"MAX(K389+$F$27,L389)","v":0},{"$f":"MAX(K521+$F$27,L521)","v":0},{"$f":"MAX('TW01'!K103,'TW02'!K103,'TW03'!K103,'TW04'!K103,L389)","v":0},{"$f":"IFERROR(IF($F$8=$M$26,A671,VLOOKUP($F$8,$M$26:$N$31,2,FALSE)),0)","v":0},{"$error":"#N/A"},{"$f":"IFERROR(IF(C671<E671,((273.15+$D$624)/($D$624-$C$628))*$D$627,MIN(((273.15+C671)/(C671-E671))*IF(A671<=$C$625,$D$625-($C$625-E671)*$D$630,IF(A671<=$C$626,$D$626-($C$626-E671)*$D$630,IF(A671<=$C$627,$D$627-($C$627-E671)*$D$631,IF(OR(A671<=$C$628,A671>$C$628),$D$628-($C$628-E671)*$D$632,0)))),((273.15+$D$624)/($D$624-$C$628))*$D$627)),((273.15+$D$624)/($D$624-$C$628))*$D$627)","v":{"$error":"#N/A"}},{"$error":"#N/A"},{"$f":"$D$629*(F671*$F$618+G671*$F$619+H671*$F$620)","v":{"$error":"#N/A"}},{"$f":"MAX($K389+$H$27,M389)","v":0},{"$f":"MAX(K521+$H$27,M521)","v":0},{"$f":"MAX('TW01'!K103,'TW02'!K103,'TW03'!K103,'TW04'!K103,M389)","v":0},{"$f":"IFERROR(IF($H$8=$M$26,A671,VLOOKUP($H$8,$M$26:$N$31,2,FALSE)),0)","v":0},{"$error":"#N/A"},{"$error":"#N/A"},{"$error":"#N/A"},{"$f":"$G$629*(N671*$F$618+O671*$F$619+P671*$F$620)","v":{"$error":"#N/A"}},{"$f":"MAX($K389+$J$27,N389)","v":0},{"$f":"MAX(K521+$J$27,N521)","v":0},{"$f":"MAX('TW01'!K103,'TW02'!K103,'TW03'!K103,'TW04'!K103,N389)","v":0},{"$f":"IFERROR(IF($J$8=$M$26,A671,VLOOKUP($J$8,$M$26:$N$31,2,FALSE)),0)","v":0},{"$error":"#N/A"},{"$f":"IFERROR(IF(S671<U671,((273.15+$D$624)/($D$624-$C$628))*$J$627,MIN(((273.15+S671)/(S671-U671))*IF(A671<=$C$625,$J$625-($C$625-A671)*$J$630,IF(A671<=$C$626,$J$626-($C$626-A671)*$J$630,IF(A671<=$C$627,$J$627-($C$627-A671)*$J$631,IF(OR(A671<=$C$628,A671>$C$628),$J$628-($C$628-A671)*$J$632,0)))),((273.15+$D$624)/($D$624-$C$628))*$J$627)),((273.15+$D$624)/($D$624-$C$628))*$J$627)","v":{"$error":"#N/A"}},{"$f":"IFERROR(IF(T671<U671,((273.15+$D$624)/($D$624-$C$628))*$J$627,MIN(((273.15+T671)/(T671-U671))*IF(A671<=$C$625,$J$625-($C$625-A671)*$J$630,IF(A671<=$C$626,$J$626-($C$626-A671)*$J$630,IF(A671<=$C$627,$J$627-($C$627-A671)*$J$631,IF(OR(A671<=$C$628,A671>$C$628),$J$628-($C$628-A671)*$J$632,0)))),((273.15+$D$624)/($D$624-$C$628))*$J$627)),((273.15+$D$624)/($D$624-$C$628))*$J$627)","v":{"$error":"#N/A"}},{"$f":"$J$629*(V671*$F$618+W671*$F$619+X671*$F$620)","v":{"$error":"#N/A"}},{"$f":"MAX(K455+$G$27,L455)","v":0},{"$f":"MAX(K587+$G$27,L587)","v":0},{"$f":"MAX(L455,'TW01'!P103,'TW02'!P103,'TW03'!P103,'TW04'!P103)","v":0},{"$f":"IFERROR(IF($G$8=$M$26,A671,VLOOKUP($G$8,$M$26:$N$31,2,FALSE)),0)","v":0},{"$error":"#N/A"},{"$error":"#N/A"},{"$error":"#N/A"},{"$f":"$E$629*(AD671*$M$618+AE671*$M$619+AF671*$M$620)","v":{"$error":"#N/A"}},{"$f":"MAX(K455+$I$27,M455)","v":0},{"$f":"MAX(K587+$I$27,M587)","v":0},{"$f":"MAX(M455,'TW01'!P103,'TW02'!P103,'TW03'!P103,'TW04'!P103)","v":0},{"$f":"IFERROR(IF($I$8=$M$26,A671,VLOOKUP($I$8,$M$26:$N$31,2,FALSE)),0)","v":0},{"$error":"#N/A"},{"$error":"#N/A"},{"$error":"#N/A"},{"$f":"$H$629*(AL671*$M$618+AM671*$M$619+AN671*$M$620)","v":{"$error":"#N/A"}},{"$f":"MAX(K455+$K$27,N455)","v":0},{"$f":"MAX(K587+$K$27,N587)","v":0},{"$f":"MAX(N455,'TW01'!P103,'TW02'!P103,'TW03'!P103,'TW04'!P103)","v":0},{"$f":"IFERROR(IF($K$8=$M$26,A671,VLOOKUP($K$8,$M$26:$N$31,2,FALSE)),0)","v":0},{"$error":"#N/A"},{"$error":"#N/A"},{"$error":"#N/A"},{"$f":"$K$629*(AT671*$M$618+AU671*$M$619+AV671*$M$620)","v":{"$error":"#N/A"}}]
[8,0,0,{"$f":"MAX('TW01'!K104,'TW02'!K104,'TW03'!K104,'TW04'!K104,L390)","v":0},0,{"$error":"#N/A"},{"$error":"#N/A"},{"$error":"#N/A"},{"$error":"#N/A"},0,0,{"$f":"MAX('TW01'!K104,'TW02'!K104,'TW03'!K104,'TW04'!K104,M390)","v":0},0,{"$error":"#N/A"},{"$error":"#N/A"},{"$error":"#N/A"},{"$error":"#N/A"},0,0,{"$f":"MAX('TW01'!K104,'TW02'!K104,'TW03'!K104,'TW04'!K104,N390)","v":0},0,{"$error":"#N/A"},{"$error":"#N/A"},{"$error":"#N/A"},{"$error":"#N/A"},0,0,{"$f":"MAX(L456,'TW01'!P104,'TW02'!P104,'TW03'!P104,'TW04'!P104)","v":0},0,{"$error":"#N/A"},{"$error":"#N/A"},{"$error":"#N/A"},{"$error":"#N/A"},0,0,{"$f":"MAX(M456,'TW01'!P104,'TW02'!P104,'TW03'!P104,'TW04'!P104)","v":0},0,{"$error":"#N/A"},{"$f":"IFERROR(IF(AI672<AK672,((273.15+$D$624)/($D$624-$C$628))*$H$627,MIN(((273.15+AI672)/(AI672-AK672))*IF(A672<=$C$625,$H$625-($C$625-A672)*$H$630,IF(A672<=$C$626,$H$626-($C$626-A672)*$H$630,IF(A672<=$C$627,$H$627-($C$627-A672)*$H$631,IF(OR(A672<=$C$628,A672>$C$628),$H$628-($C$628-A672)*$H$632,0)))),((273.15+$D$624)/($D$624-$C$628))*$H$627)),((273.15+$D$624)/($D$624-$C$628))*$H$627)","v":{"$error":"#N/A"}},{"$error":"#N/A"},{"$error":"#N/A"},0,0,{"$f":"MAX(N456,'TW01'!P104,'TW02'!P104,'TW03'!P104,'TW04'!P104)","v":0},0,{"$error":"#N/A"},{"$error":"#N/A"},{"$error":"#N/A"},{"$error":"#N/A"}]
[9,0,0,{"$f":"MAX('TW01'!K105,'TW02'!K105,'TW03'!K105,'TW04'!K105,L391)","v":0},0,{"$error":"#N/A"},{"$error":"#N/A"},{"$error":"#N/A"},{"$error":"#N/A"},0,0,{"$f":"MAX('TW01'!K105,'TW02'!K105,'TW03'!K105,'TW04'!K105,M391)","v":0},0,{"$error":"#N/A"},{"$error":"#N/A"},{"$error":"#N/A"},{"$error":"#N/A"},0,0,{"$f":"MAX('TW01'!K105,'TW02'!K105,'TW03'!K105,'TW04'!K105,N391)","v":0},0,{"$error":"#N/A"},{"$error":"#N/A"},{"$error":"#N/A"},{"$error":"#N/A"},0,0,{"$f":"MAX(L457,'TW01'!P105,'TW02'!P105,'TW03'!P105,'TW04'!P105)","v":0},0,{"$error":"#N/A"},{"$error":"#N/A"},{"$error":"#N/A"},{"$error":"#N/A"},0,0,{"$f":"MAX(M457,'TW01'!P105,'TW02'!P105,'TW03'!P105,'TW04'!P105)","v":0},0,{"$error":"#N/A"},{"$error":"#N/A"},{"$error":"#N/A"},{"$error":"#N/A"},0,0,{"$f":"MAX(N457,'TW01'!P105,'TW02'!P105,'TW03'!P105,'TW04'!P105)","v":0},0,{"$error":"#N/A"},{"$error":"#N/A"},{"$error":"#N/A"},{"$error":"#N/A"}]
[10,0,0,{"$f":"MAX('TW01'!K106,'TW02'!K106,'TW03'!K106,'TW04'!K106,L392)","v":0},0,{"$error":"#N/A"},{"$error":"#N/A"},{"$error":"#N/A"},{"$error":"#N/A"},0,0,{"$f":"MAX('TW01'!K106,'TW02'!K106,'TW03'!K106,'TW04'!K106,M392)","v":0},0,{"$error":"#N/A"},{"$error":"#N/A"},{"$error":"#N/A"},{"$error":"#N/A"},0,0,{"$f":"MAX('TW01'!K106,'TW02'!K106,'TW03'!K106,'TW04'!K106,N392)","v":0},0,{"$error":"#N/A"},{"$error":"#N/A"},{"$error":"#N/A"},{"$error":"#N/A"},0,0,{"$f":"MAX(L458,'TW01'!P106,'TW02'!P106,'TW03'!P106,'TW04'!P106)","v":0},0,{"$error":"#N/A"},{"$error":"#N/A"},{"$error":"#N/A"},{"$error":"#N/A"},0,0,{"$f":"MAX(M458,'TW01'!P106,'TW02'!P106,'TW03'!P106,'TW04'!P106)","v":0},0,{"$error":"#N/A"},{"$error":"#N/A"},{"$error":"#N/A"},{"$error":"#N/A"},0,0,{"$f":"MAX(N458,'TW01'!P106,'TW02'!P106,'TW03'!P106,'TW04'!P106)","v":0},0,{"$error":"#N/A"},{"$error":"#N/A"},{"$error":"#N/A"},{"$error":"#N/A"}]
[11,0,0,{"$f":"MAX('TW01'!K107,'TW02'!K107,'TW03'!K107,'TW04'!K107,L393)","v":0},0,{"$error":"#N/A"},{"$error":"#N/A"},{"$error":"#N/A"},{"$error":"#N/A"},0,0,{"$f":"MAX('TW01'!K107,'TW02'!K107,'TW03'!K107,'TW04'!K107,M393)","v":0},0,{"$error":"#N/A"},{"$error":"#N/A"},{"$error":"#N/A"},{"$error":"#N/A"},0,0,{"$f":"MAX('TW01'!K107,'TW02'!K107,'TW03'!K107,'TW04'!K107,N393)","v":0},0,{"$error":"#N/A"},{"$error":"#N/A"},{"$error":"#N/A"},{"$error":"#N/A"},0,0,{"$f":"MAX(L459,'TW01'!P107,'TW02'!P107,'TW03'!P107,'TW04'!P107)","v":0},0,{"$error":"#N/A"},{"$error":"#N/A"},{"$error":"#N/A"},{"$error":"#N/A"},0,0,{"$f":"MAX(M459,'TW01'!P107,'TW02'!P107,'TW03'!P107,'TW04'!P107)","v":0},0,{"$error":"#N/A"},{"$error":"#N/A"},{"$error":"#N/A"},{"$error":"#N/A"},0,0,{"$f":"MAX(N459,'TW01'!P107,'TW02'!P107,'TW03'!P107,'TW04'!P107)","v":0},0,{"$error":"#N/A"},{"$error":"#N/A"},{"$error":"#N/A"},{"$error":"#N/A"}]
[12,0,0,{"$f":"MAX('TW01'!K108,'TW02'!K108,'TW03'!K108,'TW04'!K108,L394)","v":0},0,{"$error":"#N/A"},{"$error":"#N/A"},{"$error":"#N/A"},{"$error":"#N/A"},0,0,{"$f":"MAX('TW01'!K108,'TW02'!K108,'TW03'!K108,'TW04'!K108,M394)","v":0},0,{"$error":"#N/A"},{"$error":"#N/A"},{"$error":"#N/A"},{"$error":"#N/A"},0,0,{"$f":"MAX('TW01'!K108,'TW02'!K108,'TW03'!K108,'TW04'!K108,N394)","v":0},0,{"$error":"#N/A"},{"$error":"#N/A"},{"$error":"#N/A"},{"$error":"#N/A"},0,0,{"$f":"MAX(L460,'TW01'!P108,'TW02'!P108,'TW03'!P108,'TW04'!P108)","v":0},0,{"$error":"#N/A"},{"$error":"#N/A"},{"$error":"#N/A"},{"$error":"#N/A"},0,0,{"$f":"MAX(M460,'TW01'!P108,'TW02'!P108,'TW03'!P108,'TW04'!P108)","v":0},0,{"$error":"#N/A"},{"$error":"#N/A"},{"$error":"#N/A"},{"$error":"#N/A"},0,0,{"$f":"MAX(N460,'TW01'!P108,'TW02'!P108,'TW03'!P108,'TW04'!P108)","v":0},0,{"$error":"#N/A"},{"$error":"#N/A"},{"$error":"#N/A"},{"$error":"#N/A"}]
[13,0,0,{"$f":"MAX('TW01'!K109,'TW02'!K109,'TW03'!K109,'TW04'!K109,L395)","v":0},0,{"$error":"#N/A"},{"$error":"#N/A"},{"$error":"#N/A"},{"$error":"#N/A"},0,0,{"$f":"MAX('TW01'!K109,'TW02'!K109,'TW03'!K109,'TW04'!K109,M395)","v":0},0,{"$error":"#N/A"},{"$error":"#N/A"},{"$error":"#N/A"},{"$error":"#N/A"},0,0,{"$f":"MAX('TW01'!K109,'TW02'!K109,'TW03'!K109,'TW04'!K109,N395)","v":0},0,{"$error":"#N/A"},{"$error":"#N/A"},{"$error":"#N/A"},{"$error":"#N/A"},0,0,{"$f":"MAX(L461,'TW01'!P109,'TW02'!P109,'TW03'!P109,'TW04'!P109)","v":0},0,{"$error":"#N/A"},{"$error":"#N/A"},{"$error":"#N/A"},{"$error":"#N/A"},0,0,{"$f":"MAX(M461,'TW01'!P109,'TW02'!P109,'TW03'!P109,'TW04'!P109)","v":0},0,{"$error":"#N/A"},{"$error":"#N/A"},{"$error":"#N/A"},{"$error":"#N/A"},0,0,{"$f":"MAX(N461,'TW01'!P109,'TW02'!P109,'TW03'!P109,'TW04'!P109)","v":0},0,{"$error":"#N/A"},{"$error":"#N/A"},{"$error":"#N/A"},{"$error":"#N/A"}]
[14,0,0,{"$f":"MAX('TW01'!K110,'TW02'!K110,'TW03'!K110,'TW04'!K110,L396)","v":0},0,{"$error":"#N/A"},{"$error":"#N/A"},{"$error":"#N/A"},{"$error":"#N/A"},0,0,{"$f":"MAX('TW01'!K110,'TW02'!K110,'TW03'!K110,'TW04'!K110,M396)","v":0},0,{"$error":"#N/A"},{"$error":"#N/A"},{"$error":"#N/A"},{"$error":"#N/A"},0,0,{"$f":"MAX('TW01'!K110,'TW02'!K110,'TW03'!K110,'TW04'!K110,N396)","v":0},0,{"$error":"#N/A"},{"$error":"#N/A"},{"$error":"#N/A"},{"$error":"#N/A"},0,0,{"$f":"MAX(L462,'TW01'!P110,'TW02'!P110,'TW03'!P110,'TW04'!P110)","v":0},0,{"$error":"#N/A"},{"$error":"#N/A"},{"$error":"#N/A"},{"$error":"#N/A"},0,0,{"$f":"MAX(M462,'TW01'!P110,'TW02'!P110,'TW03'!P110,'TW04'!P110)","v":0},0,{"$error":"#N/A"},{"$error":"#N/A"},{"$error":"#N/A"},{"$error":"#N/A"},0,0,{"$f":"MAX(N462,'TW01'!P110,'TW02'!P110,'TW03'!P110,'TW04'!P110)","v":0},0,{"$error":"#N/A"},{"$error":"#N/A"},{"$error":"#N/A"},{"$error":"#N/A"}]
[15,0,0,{"$f":"MAX('TW01'!K111,'TW02'!K111,'TW03'!K111,'TW04'!K111,L397)","v":0},0,{"$error":"#N/A"},{"$error":"#N/A"},{"$error":"#N/A"},{"$error":"#N/A"},0,0,{"$f":"MAX('TW01'!K111,'TW02'!K111,'TW03'!K111,'TW04'!K111,M397)","v":0},0,{"$error":"#N/A"},{"$error":"#N/A"},{"$error":"#N/A"},{"$error":"#N/A"},0,0,{"$f":"MAX('TW01'!K111,'TW02'!K111,'TW03'!K111,'TW04'!K111,N397)","v":0},0,{"$error":"#N/A"},{"$error":"#N/A"},{"$error":"#N/A"},{"$error":"#N/A"},0,0,{"$f":"MAX(L463,'TW01'!P111,'TW02'!P111,'TW03'!P111,'TW04'!P111)","v":0},0,{"$error":"#N/A"},{"$error":"#N/A"},{"$error":"#N/A"},{"$error":"#N/A"},0,0,{"$f":"MAX(M463,'TW01'!P111,'TW02'!P111,'TW03'!P111,'TW04'!P111)","v":0},0,{"$error":"#N/A"},{"$error":"#N/A"},{"$error":"#N/A"},{"$error":"#N/A"},0,0,{"$f":"MAX(N463,'TW01'!P111,'TW02'!P111,'TW03'!P111,'TW04'!P111)","v":0},0,{"$error":"#N/A"},{"$error":"#N/A"},{"$error":"#N/A"},{"$error":"#N/A"}]
[16,0,0,{"$f":"MAX('TW01'!K112,'TW02'!K112,'TW03'!K112,'TW04'!K112,L398)","v":0},0,{"$error":"#N/A"},{"$error":"#N/A"},{"$error":"#N/A"},{"$error":"#N/A"},0,0,{"$f":"MAX('TW01'!K112,'TW02'!K112,'TW03'!K112,'TW04'!K112,M398)","v":0},0,{"$error":"#N/A"},{"$error":"#N/A"},{"$error":"#N/A"},{"$error":"#N/A"},0,0,{"$f":"MAX('TW01'!K112,'TW02'!K112,'TW03'!K112,'TW04'!K112,N398)","v":0},0,{"$error":"#N/A"},{"$error":"#N/A"},{"$error":"#N/A"},{"$error":"#N/A"},0,0,{"$f":"MAX(L464,'TW01'!P112,'TW02'!P112,'TW03'!P112,'TW04'!P112)","v":0},0,{"$error":"#N/A"},{"$error":"#N/A"},{"$error":"#N/A"},{"$error":"#N/A"},0,0,{"$f":"MAX(M464,'TW01'!P112,'TW02'!P112,'TW03'!P112,'TW04'!P112)","v":0},0,{"$error":"#N/A"},{"$error":"#N/A"},{"$error":"#N/A"},{"$error":"#N/A"},0,0,{"$f":"MAX(N464,'TW01'!P112,'TW02'!P112,'TW03'!P112,'TW04'!P112)","v":0},0,{"$error":"#N/A"},{"$error":"#N/A"},{"$error":"#N/A"},{"$error":"#N/A"}]
[17,0,0,{"$f":"MAX('TW01'!K113,'TW02'!K113,'TW03'!K113,'TW04'!K113,L399)","v":0},0,{"$error":"#N/A"},{"$error":"#N/A"},{"$error":"#N/A"},{"$error":"#N/A"},0,0,{"$f":"MAX('TW01'!K113,'TW02'!K113,'TW03'!K113,'TW04'!K113,M399)","v":0},0,{"$error":"#N/A"},{"$error":"#N/A"},{"$error":"#N/A"},{"$error":"#N/A"},0,0,{"$f":"MAX('TW01'!K113,'TW02'!K113,'TW03'!K113,'TW04'!K113,N399)","v":0},0,{"$error":"#N/A"},{"$error":"#N/A"},{"$error":"#N/A"},{"$error":"#N/A"},0,0,{"$f":"MAX(L465,'TW01'!P113,'TW02'!P113,'TW03'!P113,'TW04'!P113)","v":0},0,{"$error":"#N/A"},{"$error":"#N/A"},{"$error":"#N/A"},{"$error":"#N/A"},0,0,{"$f":"MAX(M465,'TW01'!P113,'TW02'!P113,'TW03'!P113,'TW04'!P113)","v":0},0,{"$error":"#N/A"},{"$error":"#N/A"},{"$error":"#N/A"},{"$error":"#N/A"},0,0,{"$f":"MAX(N465,'TW01'!P113,'TW02'!P113,'TW03'!P113,'TW04'!P113)","v":0},0,{"$error":"#N/A"},{"$error":"#N/A"},{"$error":"#N/A"},{"$error":"#N/A"}]
[18,0,0,{"$f":"MAX('TW01'!K114,'TW02'!K114,'TW03'!K114,'TW04'!K114,L400)","v":0},0,{"$error":"#N/A"},{"$error":"#N/A"},{"$error":"#N/A"},{"$error":"#N/A"},0,0,{"$f":"MAX('TW01'!K114,'TW02'!K114,'TW03'!K114,'TW04'!K114,M400)","v":0},0,{"$error":"#N/A"},{"$error":"#N/A"},{"$error":"#N/A"},{"$error":"#N/A"},0,0,{"$f":"MAX('TW01'!K114,'TW02'!K114,'TW03'!K114,'TW04'!K114,N400)","v":0},0,{"$error":"#N/A"},{"$error":"#N/A"},{"$error":"#N/A"},{"$error":"#N/A"},0,0,{"$f":"MAX(L466,'TW01'!P114,'TW02'!P114,'TW03'!P114,'TW04'!P114)","v":0},0,{"$error":"#N/A"},{"$error":"#N/A"},{"$error":"#N/A"},{"$error":"#N/A"},0,0,{"$f":"MAX(M466,'TW01'!P114,'TW02'!P114,'TW03'!P114,'TW04'!P114)","v":0},0,{"$error":"#N/A"},{"$error":"#N/A"},{"$error":"#N/A"},{"$error":"#N/A"},0,0,{"$f":"MAX(N466,'TW01'!P114,'TW02'!P114,'TW03'!P114,'TW04'!P114)","v":0},0,{"$error":"#N/A"},{"$error":"#N/A"},{"$error":"#N/A"},{"$error":"#N/A"}]
[19,0,0,{"$f":"MAX('TW01'!K115,'TW02'!K115,'TW03'!K115,'TW04'!K115,L401)","v":0},0,{"$error":"#N/A"},{"$error":"#N/A"},{"$error":"#N/A"},{"$error":"#N/A"},0,0,{"$f":"MAX('TW01'!K115,'TW02'!K115,'TW03'!K115,'TW04'!K115,M401)","v":0},0,{"$error":"#N/A"},{"$error":"#N/A"},{"$error":"#N/A"},{"$error":"#N/A"},0,0,{"$f":"MAX('TW01'!K115,'TW02'!K115,'TW03'!K115,'TW04'!K115,N401)","v":0},0,{"$error":"#N/A"},{"$error":"#N/A"},{"$error":"#N/A"},{"$error":"#N/A"},0,0,{"$f":"MAX(L467,'TW01'!P115,'TW02'!P115,'TW03'!P115,'TW04'!P115)","v":0},0,{"$error":"#N/A"},{"$error":"#N/A"},{"$error":"#N/A"},{"$error":"#N/A"},0,0,{"$f":"MAX(M467,'TW01'!P115,'TW02'!P115,'TW03'!P115,'TW04'!P115)","v":0},0,{"$error":"#N/A"},{"$error":"#N/A"},{"$error":"#N/A"},{"$error":"#N/A"},0,0,{"$f":"MAX(N467,'TW01'!P115,'TW02'!P115,'TW03'!P115,'TW04'!P115)","v":0},0,{"$error":"#N/A"},{"$error":"#N/A"},{"$error":"#N/A"},{"$error":"#N/A"}]
[20,0,0,{"$f":"MAX('TW01'!K116,'TW02'!K116,'TW03'!K116,'TW04'!K116,L402)","v":0},0,{"$error":"#N/A"},{"$error":"#N/A"},{"$error":"#N/A"},{"$error":"#N/A"},0,0,{"$f":"MAX('TW01'!K116,'TW02'!K116,'TW03'!K116,'TW04'!K116,M402)","v":0},0,{"$error":"#N/A"},{"$error":"#N/A"},{"$error":"#N/A"},{"$error":"#N/A"},0,0,{"$f":"MAX('TW01'!K116,'TW02'!K116,'TW03'!K116,'TW04'!K116,N402)","v":0},0,{"$error":"#N/A"},{"$error":"#N/A"},{"$error":"#N/A"},{"$error":"#N/A"},0,0,{"$f":"MAX(L468,'TW01'!P116,'TW02'!P116,'TW03'!P116,'TW04'!P116)","v":0},0,{"$error":"#N/A"},{"$error":"#N/A"},{"$error":"#N/A"},{"$error":"#N/A"},0,0,{"$f":"MAX(M468,'TW01'!P116,'TW02'!P116,'TW03'!P116,'TW04'!P116)","v":0},0,{"$error":"#N/A"},{"$error":"#N/A"},{"$error":"#N/A"},{"$error":"#N/A"},0,0,{"$f":"MAX(N468,'TW01'!P116,'TW02'!P116,'TW03'!P116,'TW04'!P116)","v":0},0,{"$error":"#N/A"},{"$error":"#N/A"},{"$error":"#N/A"},{"$error":"#N/A"}]
[21,0,0,{"$f":"MAX('TW01'!K117,'TW02'!K117,'TW03'!K117,'TW04'!K117,L403)","v":0},0,{"$error":"#N/A"},{"$error":"#N/A"},{"$error":"#N/A"},{"$error":"#N/A"},0,0,{"$f":"MAX('TW01'!K117,'TW02'!K117,'TW03'!K117,'TW04'!K117,M403)","v":0},0,{"$error":"#N/A"},{"$error":"#N/A"},{"$error":"#N/A"},{"$error":"#N/A"},0,0,{"$f":"MAX('TW01'!K117,'TW02'!K117,'TW03'!K117,'TW04'!K117,N403)","v":0},0,{"$error":"#N/A"},{"$error":"#N/A"},{"$error":"#N/A"},{"$error":"#N/A"},0,0,{"$f":"MAX(L469,'TW01'!P117,'TW02'!P117,'TW03'!P117,'TW04'!P117)","v":0},0,{"$error":"#N/A"},{"$error":"#N/A"},{"$error":"#N/A"},{"$error":"#N/A"},0,0,{"$f":"MAX(M469,'TW01'!P117,'TW02'!P117,'TW03'!P117,'TW04'!P117)","v":0},0,{"$error":"#N/A"},{"$error":"#N/A"},{"$error":"#N/A"},{"$error":"#N/A"},0,0,{"$f":"MAX(N469,'TW01'!P117,'TW02'!P117,'TW03'!P117,'TW04'!P117)","v":0},0,{"$error":"#N/A"},{"$error":"#N/A"},{"$error":"#N/A"},{"$error":"#N/A"}]
[22,0,0,{"$f":"MAX('TW01'!K118,'TW02'!K118,'TW03'!K118,'TW04'!K118,L404)","v":0},0,{"$error":"#N/A"},{"$error":"#N/A"},{"$error":"#N/A"},{"$error":"#N/A"},0,0,{"$f":"MAX('TW01'!K118,'TW02'!K118,'TW03'!K118,'TW04'!K118,M404)","v":0},0,{"$error":"#N/A"},{"$error":"#N/A"},{"$error":"#N/A"},{"$error":"#N/A"},0,0,{"$f":"MAX('TW01'!K118,'TW02'!K118,'TW03'!K118,'TW04'!K118,N404)","v":0},0,{"$error":"#N/A"},{"$error":"#N/A"},{"$error":"#N/A"},{"$error":"#N/A"},0,0,{"$f":"MAX(L470,'TW01'!P118,'TW02'!P118,'TW03'!P118,'TW04'!P118)","v":0},0,{"$error":"#N/A"},{"$error":"#N/A"},{"$error":"#N/A"},{"$error":"#N/A"},0,0,{"$f":"MAX(M470,'TW01'!P118,'TW02'!P118,'TW03'!P118,'TW04'!P118)","v":0},0,{"$error":"#N/A"},{"$error":"#N/A"},{"$error":"#N/A"},{"$error":"#N/A"},0,0,{"$f":"MAX(N470,'TW01'!P118,'TW02'!P118,'TW03'!P118,'TW04'!P118)","v":0},0,{"$error":"#N/A"},{"$error":"#N/A"},{"$error":"#N/A"},{"$error":"#N/A"}]
[23,0,0,{"$f":"MAX('TW01'!K119,'TW02'!K119,'TW03'!K119,'TW04'!K119,L405)","v":0},0,{"$error":"#N/A"},{"$error":"#N/A"},{"$error":"#N/A"},{"$error":"#N/A"},0,0,{"$f":"MAX('TW01'!K119,'TW02'!K119,'TW03'!K119,'TW04'!K119,M405)","v":0},0,{"$error":"#N/A"},{"$error":"#N/A"},{"$error":"#N/A"},{"$error":"#N/A"},0,0,{"$f":"MAX('TW01'!K119,'TW02'!K119,'TW03'!K119,'TW04'!K119,N405)","v":0},0,{"$error":"#N/A"},{"$error":"#N/A"},{"$error":"#N/A"},{"$error":"#N/A"},0,0,{"$f":"MAX(L471,'TW01'!P119,'TW02'!P119,'TW03'!P119,'TW04'!P119)","v":0},0,{"$error":"#N/A"},{"$error":"#N/A"},{"$error":"#N/A"},{"$error":"#N/A"},0,0,{"$f":"MAX(M471,'TW01'!P119,'TW02'!P119,'TW03'!P119,'TW04'!P119)","v":0},0,{"$error":"#N/A"},{"$error":"#N/A"},{"$error":"#N/A"},{"$error":"#N/A"},0,0,{"$f":"MAX(N471,'TW01'!P119,'TW02'!P119,'TW03'!P119,'TW04'!P119)","v":0},0,{"$error":"#N/A"},{"$error":"#N/A"},{"$error":"#N/A"},{"$error":"#N/A"}]
[24,0,0,{"$f":"MAX('TW01'!K120,'TW02'!K120,'TW03'!K120,'TW04'!K120,L406)","v":0},0,{"$error":"#N/A"},{"$error":"#N/A"},{"$error":"#N/A"},{"$error":"#N/A"},0,0,{"$f":"MAX('TW01'!K120,'TW02'!K120,'TW03'!K120,'TW04'!K120,M406)","v":0},0,{"$error":"#N/A"},{"$error":"#N/A"},{"$error":"#N/A"},{"$error":"#N/A"},0,0,{"$f":"MAX('TW01'!K120,'TW02'!K120,'TW03'!K120,'TW04'!K120,N406)","v":0},0,{"$error":"#N/A"},{"$error":"#N/A"},{"$error":"#N/A"},{"$error":"#N/A"},0,0,{"$f":"MAX(L472,'TW01'!P120,'TW02'!P120,'TW03'!P120,'TW04'!P120)","v":0},0,{"$error":"#N/A"},{"$error":"#N/A"},{"$error":"#N/A"},{"$error":"#N/A"},0,0,{"$f":"MAX(M472,'TW01'!P120,'TW02'!P120,'TW03'!P120,'TW04'!P120)","v":0},0,{"$error":"#N/A"},{"$error":"#N/A"},{"$error":"#N/A"},{"$error":"#N/A"},0,0,{"$f":"MAX(N472,'TW01'!P120,'TW02'!P120,'TW03'!P120,'TW04'!P120)","v":0},0,{"$error":"#N/A"},{"$error":"#N/A"},{"$error":"#N/A"},{"$error":"#N/A"}]
[25,0,0,{"$f":"MAX('TW01'!K121,'TW02'!K121,'TW03'!K121,'TW04'!K121,L407)","v":0},0,{"$error":"#N/A"},{"$error":"#N/A"},{"$error":"#N/A"},{"$error":"#N/A"},0,0,{"$f":"MAX('TW01'!K121,'TW02'!K121,'TW03'!K121,'TW04'!K121,M407)","v":0},0,{"$error":"#N/A"},{"$error":"#N/A"},{"$error":"#N/A"},{"$error":"#N/A"},0,0,{"$f":"MAX('TW01'!K121,'TW02'!K121,'TW03'!K121,'TW04'!K121,N407)","v":0},0,{"$error":"#N/A"},{"$error":"#N/A"},{"$error":"#N/A"},{"$error":"#N/A"},0,0,{"$f":"MAX(L473,'TW01'!P121,'TW02'!P121,'TW03'!P121,'TW04'!P121)","v":0},0,{"$error":"#N/A"},{"$error":"#N/A"},{"$error":"#N/A"},{"$error":"#N/A"},0,0,{"$f":"MAX(M473,'TW01'!P121,'TW02'!P121,'TW03'!P121,'TW04'!P121)","v":0},0,{"$error":"#N/A"},{"$error":"#N/A"},{"$error":"#N/A"},{"$error":"#N/A"},0,0,{"$f":"MAX(N473,'TW01'!P121,'TW02'!P121,'TW03'!P121,'TW04'!P121)","v":0},0,{"$error":"#N/A"},{"$error":"#N/A"},{"$error":"#N/A"},{"$error":"#N/A"}]
[26,0,0,{"$f":"MAX('TW01'!K122,'TW02'!K122,'TW03'!K122,'TW04'!K122,L408)","v":0},0,{"$error":"#N/A"},{"$error":"#N/A"},{"$error":"#N/A"},{"$error":"#N/A"},0,0,{"$f":"MAX('TW01'!K122,'TW02'!K122,'TW03'!K122,'TW04'!K122,M408)","v":0},0,{"$error":"#N/A"},{"$error":"#N/A"},{"$error":"#N/A"},{"$error":"#N/A"},0,0,{"$f":"MAX('TW01'!K122,'TW02'!K122,'TW03'!K122,'TW04'!K122,N408)","v":0},0,{"$error":"#N/A"},{"$error":"#N/A"},{"$error":"#N/A"},{"$error":"#N/A"},0,0,{"$f":"MAX(L474,'TW01'!P122,'TW02'!P122,'TW03'!P122,'TW04'!P122)","v":0},0,{"$error":"#N/A"},{"$error":"#N/A"},{"$error":"#N/A"},{"$error":"#N/A"},0,0,{"$f":"MAX(M474,'TW01'!P122,'TW02'!P122,'TW03'!P122,'TW04'!P122)","v":0},0,{"$error":"#N/A"},{"$error":"#N/A"},{"$error":"#N/A"},{"$error":"#N/A"},0,0,{"$f":"MAX(N474,'TW01'!P122,'TW02'!P122,'TW03'!P122,'TW04'!P122)","v":0},0,{"$error":"#N/A"},{"$error":"#N/A"},{"$error":"#N/A"},{"$error":"#N/A"}]
[27,0,0,{"$f":"MAX('TW01'!K123,'TW02'!K123,'TW03'!K123,'TW04'!K123,L409)","v":0},0,{"$error":"#N/A"},{"$error":"#N/A"},{"$error":"#N/A"},{"$error":"#N/A"},0,0,{"$f":"MAX('TW01'!K123,'TW02'!K123,'TW03'!K123,'TW04'!K123,M409)","v":0},0,{"$error":"#N/A"},{"$error":"#N/A"},{"$error":"#N/A"},{"$error":"#N/A"},0,0,{"$f":"MAX('TW01'!K123,'TW02'!K123,'TW03'!K123,'TW04'!K123,N409)","v":0},0,{"$error":"#N/A"},{"$error":"#N/A"},{"$error":"#N/A"},{"$error":"#N/A"},0,0,{"$f":"MAX(L475,'TW01'!P123,'TW02'!P123,'TW03'!P123,'TW04'!P123)","v":0},0,{"$error":"#N/A"},{"$error":"#N/A"},{"$error":"#N/A"},{"$error":"#N/A"},0,0,{"$f":"MAX(M475,'TW01'!P123,'TW02'!P123,'TW03'!P123,'TW04'!P123)","v":0},0,{"$error":"#N/A"},{"$error":"#N/A"},{"$error":"#N/A"},{"$error":"#N/A"},0,0,{"$f":"MAX(N475,'TW01'!P123,'TW02'!P123,'TW03'!P123,'TW04'!P123)","v":0},0,{"$error":"#N/A"},{"$error":"#N/A"},{"$error":"#N/A"},{"$error":"#N/A"}]
[28,0,0,{"$f":"MAX('TW01'!K124,'TW02'!K124,'TW03'!K124,'TW04'!K124,L410)","v":0},0,{"$error":"#N/A"},{"$error":"#N/A"},{"$error":"#N/A"},{"$error":"#N/A"},0,0,{"$f":"MAX('TW01'!K124,'TW02'!K124,'TW03'!K124,'TW04'!K124,M410)","v":0},0,{"$error":"#N/A"},{"$error":"#N/A"},{"$error":"#N/A"},{"$error":"#N/A"},0,0,{"$f":"MAX('TW01'!K124,'TW02'!K124,'TW03'!K124,'TW04'!K124,N410)","v":0},0,{"$error":"#N/A"},{"$error":"#N/A"},{"$error":"#N/A"},{"$error":"#N/A"},0,0,{"$f":"MAX(L476,'TW01'!P124,'TW02'!P124,'TW03'!P124,'TW04'!P124)","v":0},0,{"$error":"#N/A"},{"$error":"#N/A"},{"$error":"#N/A"},{"$error":"#N/A"},0,0,{"$f":"MAX(M476,'TW01'!P124,'TW02'!P124,'TW03'!P124,'TW04'!P124)","v":0},0,{"$error":"#N/A"},{"$error":"#N/A"},{"$error":"#N/A"},{"$error":"#N/A"},0,0,{"$f":"MAX(N476,'TW01'!P124,'TW02'!P124,'TW03'!P124,'TW04'!P124)","v":0},0,{"$error":"#N/A"},{"$error":"#N/A"},{"$error":"#N/A"},{"$error":"#N/A"}]
[29,0,0,{"$f":"MAX('TW01'!K125,'TW02'!K125,'TW03'!K125,'TW04'!K125,L411)","v":0},0,{"$error":"#N/A"},{"$error":"#N/A"},{"$error":"#N/A"},{"$error":"#N/A"},0,0,{"$f":"MAX('TW01'!K125,'TW02'!K125,'TW03'!K125,'TW04'!K125,M411)","v":0},0,{"$error":"#N/A"},{"$error":"#N/A"},{"$error":"#N/A"},{"$error":"#N/A"},0,0,{"$f":"MAX('TW01'!K125,'TW02'!K125,'TW03'!K125,'TW04'!K125,N411)","v":0},0,{"$error":"#N/A"},{"$error":"#N/A"},{"$error":"#N/A"},{"$error":"#N/A"},0,0,{"$f":"MAX(L477,'TW01'!P125,'TW02'!P125,'TW03'!P125,'TW04'!P125)","v":0},0,{"$error":"#N/A"},{"$error":"#N/A"},{"$error":"#N/A"},{"$error":"#N/A"},0,0,{"$f":"MAX(M477,'TW01'!P125,'TW02'!P125,'TW03'!P125,'TW04'!P125)","v":0},0,{"$error":"#N/A"},{"$error":"#N/A"},{"$error":"#N/A"},{"$error":"#N/A"},0,0,{"$f":"MAX(N477,'TW01'!P125,'TW02'!P125,'TW03'!P125,'TW04'!P125)","v":0},0,{"$error":"#N/A"},{"$error":"#N/A"},{"$error":"#N/A"},{"$error":"#N/A"}]
[30,0,0,{"$f":"MAX('TW01'!K126,'TW02'!K126,'TW03'!K126,'TW04'!K126,L412)","v":0},0,{"$error":"#N/A"},{"$error":"#N/A"},{"$error":"#N/A"},{"$error":"#N/A"},0,0,{"$f":"MAX('TW01'!K126,'TW02'!K126,'TW03'!K126,'TW04'!K126,M412)","v":0},0,{"$error":"#N/A"},{"$error":"#N/A"},{"$error":"#N/A"},{"$error":"#N/A"},0,0,{"$f":"MAX('TW01'!K126,'TW02'!K126,'TW03'!K126,'TW04'!K126,N412)","v":0},0,{"$error":"#N/A"},{"$error":"#N/A"},{"$error":"#N/A"},{"$error":"#N/A"},0,0,{"$f":"MAX(L478,'TW01'!P126,'TW02'!P126,'TW03'!P126,'TW04'!P126)","v":0},0,{"$error":"#N/A"},{"$error":"#N/A"},{"$error":"#N/A"},{"$error":"#N/A"},0,0,{"$f":"MAX(M478,'TW01'!P126,'TW02'!P126,'TW03'!P126,'TW04'!P126)","v":0},0,{"$error":"#N/A"},{"$error":"#N/A"},{"$error":"#N/A"},{"$error":"#N/A"},0,0,{"$f":"MAX(N478,'TW01'!P126,'TW02'!P126,'TW03'!P126,'TW04'!P126)","v":0},0,{"$error":"#N/A"},{"$error":"#N/A"},{"$error":"#N/A"},{"$error":"#N/A"}]
[31,0,0,{"$f":"MAX('TW01'!K127,'TW02'!K127,'TW03'!K127,'TW04'!K127,L413)","v":0},0,{"$error":"#N/A"},{"$error":"#N/A"},{"$error":"#N/A"},{"$error":"#N/A"},0,0,{"$f":"MAX('TW01'!K127,'TW02'!K127,'TW03'!K127,'TW04'!K127,M413)","v":0},0,{"$error":"#N/A"},{"$error":"#N/A"},{"$error":"#N/A"},{"$error":"#N/A"},0,0,{"$f":"MAX('TW01'!K127,'TW02'!K127,'TW03'!K127,'TW04'!K127,N413)","v":0},0,{"$error":"#N/A"},{"$error":"#N/A"},{"$error":"#N/A"},{"$error":"#N/A"},0,0,{"$f":"MAX(L479,'TW01'!P127,'TW02'!P127,'TW03'!P127,'TW04'!P127)","v":0},0,{"$error":"#N/A"},{"$error":"#N/A"},{"$error":"#N/A"},{"$error":"#N/A"},0,0,{"$f":"MAX(M479,'TW01'!P127,'TW02'!P127,'TW03'!P127,'TW04'!P127)","v":0},0,{"$error":"#N/A"},{"$error":"#N/A"},{"$error":"#N/A"},{"$error":"#N/A"},0,0,{"$f":"MAX(N479,'TW01'!P127,'TW02'!P127,'TW03'!P127,'TW04'!P127)","v":0},0,{"$error":"#N/A"},{"$error":"#N/A"},{"$error":"#N/A"},{"$error":"#N/A"}]
[32,0,0,{"$f":"MAX('TW01'!K128,'TW02'!K128,'TW03'!K128,'TW04'!K128,L414)","v":0},0,{"$error":"#N/A"},{"$error":"#N/A"},{"$error":"#N/A"},{"$error":"#N/A"},0,0,{"$f":"MAX('TW01'!K128,'TW02'!K128,'TW03'!K128,'TW04'!K128,M414)","v":0},0,{"$error":"#N/A"},{"$error":"#N/A"},{"$error":"#N/A"},{"$error":"#N/A"},0,0,{"$f":"MAX('TW01'!K128,'TW02'!K128,'TW03'!K128,'TW04'!K128,N414)","v":0},0,{"$error":"#N/A"},{"$error":"#N/A"},{"$error":"#N/A"},{"$error":"#N/A"},0,0,{"$f":"MAX(L480,'TW01'!P128,'TW02'!P128,'TW03'!P128,'TW04'!P128)","v":0},0,{"$error":"#N/A"},{"$error":"#N/A"},{"$error":"#N/A"},{"$error":"#N/A"},0,0,{"$f":"MAX(M480,'TW01'!P128,'TW02'!P128,'TW03'!P128,'TW04'!P128)","v":0},0,{"$error":"#N/A"},{"$error":"#N/A"},{"$error":"#N/A"},{"$error":"#N/A"},0,0,{"$f":"MAX(N480,'TW01'!P128,'TW02'!P128,'TW03'!P128,'TW04'!P128)","v":0},0,{"$error":"#N/A"},{"$error":"#N/A"},{"$error":"#N/A"},{"$error":"#N/A"}]
[33,0,0,{"$f":"MAX('TW01'!K129,'TW02'!K129,'TW03'!K129,'TW04'!K129,L415)","v":0},0,{"$error":"#N/A"},{"$error":"#N/A"},{"$error":"#N/A"},{"$error":"#N/A"},0,0,{"$f":"MAX('TW01'!K129,'TW02'!K129,'TW03'!K129,'TW04'!K129,M415)","v":0},0,{"$error":"#N/A"},{"$error":"#N/A"},{"$error":"#N/A"},{"$error":"#N/A"},0,0,{"$f":"MAX('TW01'!K129,'TW02'!K129,'TW03'!K129,'TW04'!K129,N415)","v":0},0,{"$error":"#N/A"},{"$error":"#N/A"},{"$error":"#N/A"},{"$error":"#N/A"},0,0,{"$f":"MAX(L481,'TW01'!P129,'TW02'!P129,'TW03'!P129,'TW04'!P129)","v":0},0,{"$error":"#N/A"},{"$error":"#N/A"},{"$error":"#N/A"},{"$error":"#N/A"},0,0,{"$f":"MAX(M481,'TW01'!P129,'TW02'!P129,'TW03'!P129,'TW04'!P129)","v":0},0,{"$error":"#N/A"},{"$error":"#N/A"},{"$error":"#N/A"},{"$error":"#N/A"},0,0,{"$f":"MAX(N481,'TW01'!P129,'TW02'!P129,'TW03'!P129,'TW04'!P129)","v":0},0,{"$error":"#N/A"},{"$error":"#N/A"},{"$error":"#N/A"},{"$error":"#N/A"}]
[34,0,0,{"$f":"MAX('TW01'!K130,'TW02'!K130,'TW03'!K130,'TW04'!K130,L416)","v":0},0,{"$error":"#N/A"},{"$error":"#N/A"},{"$error":"#N/A"},{"$error":"#N/A"},0,0,{"$f":"MAX('TW01'!K130,'TW02'!K130,'TW03'!K130,'TW04'!K130,M416)","v":0},0,{"$error":"#N/A"},{"$error":"#N/A"},{"$error":"#N/A"},{"$error":"#N/A"},0,0,{"$f":"MAX('TW01'!K130,'TW02'!K130,'TW03'!K130,'TW04'!K130,N416)","v":0},0,{"$error":"#N/A"},{"$error":"#N/A"},{"$error":"#N/A"},{"$error":"#N/A"},0,0,{"$f":"MAX(L482,'TW01'!P130,'TW02'!P130,'TW03'!P130,'TW04'!P130)","v":0},0,{"$error":"#N/A"},{"$error":"#N/A"},{"$error":"#N/A"},{"$error":"#N/A"},0,0,{"$f":"MAX(M482,'TW01'!P130,'TW02'!P130,'TW03'!P130,'TW04'!P130)","v":0},0,{"$error":"#N/A"},{"$error":"#N/A"},{"$error":"#N/A"},{"$error":"#N/A"},0,0,{"$f":"MAX(N482,'TW01'!P130,'TW02'!P130,'TW03'!P130,'TW04'!P130)","v":0},0,{"$error":"#N/A"},{"$error":"#N/A"},{"$error":"#N/A"},{"$error":"#N/A"}]
[35,0,0,{"$f":"MAX('TW01'!K131,'TW02'!K131,'TW03'!K131,'TW04'!K131,L417)","v":0},0,{"$error":"#N/A"},{"$error":"#N/A"},{"$error":"#N/A"},{"$error":"#N/A"},0,0,{"$f":"MAX('TW01'!K131,'TW02'!K131,'TW03'!K131,'TW04'!K131,M417)","v":0},0,{"$error":"#N/A"},{"$error":"#N/A"},{"$error":"#N/A"},{"$error":"#N/A"},0,0,{"$f":"MAX('TW01'!K131,'TW02'!K131,'TW03'!K131,'TW04'!K131,N417)","v":0},0,{"$error":"#N/A"},{"$error":"#N/A"},{"$error":"#N/A"},{"$error":"#N/A"},0,0,{"$f":"MAX(L483,'TW01'!P131,'TW02'!P131,'TW03'!P131,'TW04'!P131)","v":0},0,{"$error":"#N/A"},{"$error":"#N/A"},{"$error":"#N/A"},{"$error":"#N/A"},0,0,{"$f":"MAX(M483,'TW01'!P131,'TW02'!P131,'TW03'!P131,'TW04'!P131)","v":0},0,{"$error":"#N/A"},{"$error":"#N/A"},{"$error":"#N/A"},{"$error":"#N/A"},0,0,{"$f":"MAX(N483,'TW01'!P131,'TW02'!P131,'TW03'!P131,'TW04'!P131)","v":0},0,{"$error":"#N/A"},{"$error":"#N/A"},{"$error":"#N/A"},{"$error":"#N/A"}]
[]
[]
[null,"Bestehend",null,null,null,"Nutzenergie",null,null,"Optimiert",null,null,null,"Nutzenergie"]
[null,"Anforderung","WE1","WE2","WE3","WE1","WE2","WE3","Anforderung","WE1","WE 2","WE 3","WE1","WE 2","WE 3"]
["Tab","Leistung","Leistung","Leistung","Leistung","Energie","Energie","Energie","Leistung","Leistung","Leistung","Leistung","Energie","Energie","Energie"]
["[°C]","[kW]","[kW]","[kW]","[kW]","[kWh]","[kWh]","[kWh]","[kW]","[kW]","[kW]","[kW]","[kWh]","[kWh]","[kWh]"]
[-25,{"$f":"M91","v":0},{"$f":"MIN(IF(OR($F$26>A706,$F$26=\"\"),0,IF(OR($F$25>=A706,$F$25=\"\"),B706,0)),IF($F$3=$S$35,I639,$F$5))","v":0},{"$f":"IF(OR($H$26>A706,$H$26=\"\"),0,IF(OR($H$25>A706,$H$25=\"\"),MIN(B706-C706,IF($H$3=$S$35,Q639,$H$5)),0))","v":0},{"$f":"IF(OR($J$26>A706,$J$26=\"\"),0,IF(OR($J$25>A706,$J$25=\"\"),MIN(B706-C706-D706,IF($J$3=$S$35,Y639,$J$5)),0))","v":0},{"$f":"IFERROR(M223/B706*C706,0)","v":0},{"$f":"IFERROR(M223/B706*D706,0)","v":0},{"$f":"IFERROR(M223/B706*E706,0)","v":0},{"$f":"M157","v":0},{"$f":"MIN(IF(OR($G$26>A706,$G$26=\"\"),0,IF(OR($G$25>=A706,$G$25=\"\"),I706,0)),IF($G$3=$S$35,AG639,$G$5))","v":0},{"$f":"IF(OR($I$26>A706,$I$26=\"\"),0,IF(OR($I$25>A706,$I$25=\"\"),MIN(I706-J706,IF($I$3=$S$35,AO639,$I$5)),0))","v":0},{"$f":"IF(OR($K$26>A706,$K$26=\"\"),0,IF(OR($K$25>A706,$K$25=\"\"),MIN(I706-J706-K706,IF($K$3=$S$35,AW639,$K$5)),0))","v":0},{"$f":"IFERROR(M290/I706*J706,0)","v":0},{"$f":"IFERROR(M290/I706*K706,0)","v":0},{"$f":"IFERROR(M290/I706*L706,0)","v":0}]
[-24,0,0,0,0,{"$f":"IFERROR(M224/B707*C707,0)","v":0},0,0,0,0,0,0,0,0,0]
[-23,0,0,0,0,0,0,0,0,0,0,0,0,0,0]
[-22,0,0,0,0,0,0,0,0,0,0,0,0,0,0]
[-21,0,0,0,0,0,0,0,0,0,0,0,0,0,0]
[-20,0,0,0,0,0,0,0,0,0,0,0,0,0,0]
[-19,0,0,0,0,0,0,0,0,0,0,0,0,0,0]
[-18,0,0,0,0,0,0,0,0,0,0,0,0,0,0]
[-17,0,0,0,0,0,0,0,0,0,0,0,0,0,0]
[-16,0,0,0,0,0,0,0,0,0,0,0,0,0,0]
[-15,0,0,0,0,0,0,0,0,0,0,0,0,0,0]
[-14,0,0,0,0,0,0,0,0,0,0,0,0,0,0]
[-13,0,0,0,0,0,0,0,0,0,0,0,0,0,0]
[-12,0,0,0,0,0,0,0,0,0,0,0,0,0,0]
[-11,0,0,0,0,0,0,0,0,0,0,0,0,0,0]
[-10,{"$f":"M106","v":0},0,0,0,0,0,0,0,0,0,0,0,0,0]
[-9,0,0,0,0,0,0,0,0,0,0,0,0,0,0]
[-8,0,0,0,0,0,0,0,0,0,0,0,0,0,0]
[-7,0,0,0,0,0,0,0,0,0,0,0,0,0,0]
[-6,0,0,0,0,0,0,0,0,0,0,0,0,0,0]
[-5,0,0,0,0,0,0,0,0,0,0,0,0,0,0]
[-4,0,0,0,0,0,0,0,0,0,0,0,0,0,0]
[-3,0,0,0,0,0,0,0,0,0,0,0,0,0,0]
[-2,0,0,0,0,0,0,0,0,0,0,0,0,0,0]
[-1,0,0,0,0,0,0,0,0,0,0,0,0,0,0]
[0,0,0,0,0,0,0,0,0,0,0,0,0,0,0]
[1,0,0,0,0,0,0,0,0,0,0,0,0,0,0]
[2,0,0,0,0,0,0,0,0,0,0,0,0,0,0]
[3,0,0,0,0,0,0,0,0,0,0,0,0,0,0]
[4,0,0,0,0,0,0,0,0,0,0,0,0,0,0]
[5,0,0,0,0,0,0,0,0,0,0,0,0,0,0]
[6,0,0,0,0,0,0,0,0,0,0,0,0,0,0]
[7,{"$f":"M123","v":0},{"$f":"MIN(IF(OR($F$26>A738,$F$26=\"\"),0,IF(OR($F$25>=A738,$F$25=\"\"),B738,0)),IF($F$3=$S$35,I671,$F$5))","v":0},{"$f":"IF(OR($H$26>A738,$H$26=\"\"),0,IF(OR($H$25>A738,$H$25=\"\"),MIN(B738-C738,IF($H$3=$S$35,Q671,$H$5)),0))","v":0},{"$f":"IF(OR($J$26>A738,$J$26=\"\"),0,IF(OR($J$25>A738,$J$25=\"\"),MIN(B738-C738-D738,IF($J$3=$S$35,Y671,$J$5)),0))","v":0},{"$f":"IFERROR(M255/B738*C738,0)","v":0},{"$f":"IFERROR(M255/B738*D738,0)","v":0},{"$f":"IFERROR(M255/B738*E738,0)","v":0},{"$f":"M189","v":0},{"$f":"MIN(IF(OR($G$26>A738,$G$26=\"\"),0,IF(OR($G$25>=A738,$G$25=\"\"),I738,0)),IF($G$3=$S$35,AG671,$G$5))","v":0},{"$f":"IF(OR($I$26>A738,$I$26=\"\"),0,IF(OR($I$25>A738,$I$25=\"\"),MIN(I738-J738,IF($I$3=$S$35,AO671,$I$5)),0))","v":0},{"$f":"IF(OR($K$26>A738,$K$26=\"\"),0,IF(OR($K$25>A738,$K$25=\"\"),MIN(I738-J738-K738,IF($K$3=$S$35,AW671,$K$5)),0))","v":0},{"$f":"IFERROR(M322/I738*J738,0)","v":0},{"$f":"IFERROR(M322/I738*K738,0)","v":0},{"$f":"IFERROR(M322/I738*L738,0)","v":0}]
[8,0,0,0,0,0,0,0,0,0,0,0,0,0,0]
[9,0,0,0,0,0,0,0,0,0,0,0,0,0,0]
[10,0,0,0,0,0,0,0,0,0,0,0,0,0,0]
[11,0,0,0,0,0,0,0,0,0,0,0,0,0,0]
[12,0,0,0,0,0,0,0,0,0,0,0,0,0,0]
[13,0,0,0,0,0,0,0,0,0,0,0,0,0,0]
[14,0,0,0,0,0,0,0,0,0,0,0,0,0,0]
[15,0,0,0,0,0,0,0,0,0,0,0,0,0,0]
[16,0,0,0,0,0,0,0,0,0,0,0,0,0,0]
[17,0,0,0,0,0,0,0,0,0,0,0,0,0,0]
[18,0,0,0,0,0,0,0,0,0,0,0,0,0,0]
[19,0,0,0,0,0,0,0,0,0,0,0,0,0,0]
[20,0,0,0,0,0,0,0,0,0,0,0,0,0,0]
[21,0,0,0,0,0,0,0,0,0,0,0,0,0,0]
[22,0,0,0,0,0,0,0,0,0,0,0,0,0,0]
[23,0,0,0,0,0,0,0,0,0,0,0,0,0,0]
[24,0,0,0,0,0,0,0,0,0,0,0,0,0,0]
[25,0,0,0,0,0,0,0,0,0,0,0,0,0,0]
[26,0,0,0,0,0,0,0,0,0,0,0,0,0,0]
[27,0,0,0,0,0,0,0,0,0,0,0,0,0,0]
[28,0,0,0,0,0,0,0,0,0,0,0,0,0,0]
[29,0,0,0,0,0,0,0,0,0,0,0,0,0,0]
[30,0,0,0,0,0,0,0,0,0,0,0,0,0,0]
[31,0,{"$f":"MIN(IF(OR($F$26>A762,$F$26=\"\"),0,IF(OR($F$25>=A762,$F$25=\"\"),B762,0)),IF($F$3=$S$35,F771,$F$5))","v":0},{"$f":"IF(OR($H$26>A762,$H$26=\"\"),0,IF(OR($H$25>A762,$H$25=\"\"),MIN(B762-C762,IF($H$3=$S$35,I771,$H$5)),0))","v":0},{"$f":"IF(OR($J$26>A762,$J$26=\"\"),0,IF(OR($J$25>A762,$J$25=\"\"),MIN(B762-C762-D762,IF($J$3=$S$35,L771,$J$5)),0))","v":0},0,0,0,0,0,0,0,0,0,0]
[32,0,{"$f":"MIN(IF(OR($F$26>A763,$F$26=\"\"),0,IF(OR($F$25>=A763,$F$25=\"\"),B763,0)),IF($F$3=$S$35,F772,$F$5))","v":0},{"$f":"IF(OR($H$26>A763,$H$26=\"\"),0,IF(OR($H$25>A763,$H$25=\"\"),MIN(B763-C763,IF($H$3=$S$35,I772,$H$5)),0))","v":0},{"$f":"IF(OR($J$26>A763,$J$26=\"\"),0,IF(OR($J$25>A763,$J$25=\"\"),MIN(B763-C763-D763,IF($J$3=$S$35,L772,$J$5)),0))","v":0},0,0,0,0,0,0,0,0,0,0]
[33,0,{"$f":"MIN(IF(OR($F$26>A764,$F$26=\"\"),0,IF(OR($F$25>=A764,$F$25=\"\"),B764,0)),IF($F$3=$S$35,F773,$F$5))","v":0},{"$f":"IF(OR($H$26>A764,$H$26=\"\"),0,IF(OR($H$25>A764,$H$25=\"\"),MIN(B764-C764,IF($H$3=$S$35,I773,$H$5)),0))","v":0},{"$f":"IF(OR($J$26>A764,$J$26=\"\"),0,IF(OR($J$25>A764,$J$25=\"\"),MIN(B764-C764-D764,IF($J$3=$S$35,L773,$J$5)),0))","v":0},0,0,0,0,0,0,0,0,0,0]
[34,0,{"$f":"MIN(IF(OR($F$26>A765,$F$26=\"\"),0,IF(OR($F$25>=A765,$F$25=\"\"),B765,0)),IF($F$3=$S$35,F774,$F$5))","v":0},{"$f":"IF(OR($H$26>A765,$H$26=\"\"),0,IF(OR($H$25>A765,$H$25=\"\"),MIN(B765-C765,IF($H$3=$S$35,I774,$H$5)),0))","v":0},{"$f":"IF(OR($J$26>A765,$J$26=\"\"),0,IF(OR($J$25>A765,$J$25=\"\"),MIN(B765-C765-D765,IF($J$3=$S$35,L774,$J$5)),0))","v":0},0,0,0,0,0,0,0,0,0,0]
[35,0,{"$f":"MIN(IF(OR($F$26>A766,$F$26=\"\"),0,IF(OR($F$25>=A766,$F$25=\"\"),B766,0)),IF($F$3=$S$35,F775,$F$5))","v":0},{"$f":"IF(OR($H$26>A766,$H$26=\"\"),0,IF(OR($H$25>A766,$H$25=\"\"),MIN(B766-C766,IF($H$3=$S$35,I775,$H$5)),0))","v":0},{"$f":"IF(OR($J$26>A766,$J$26=\"\"),0,IF(OR($J$25>A766,$J$25=\"\"),MIN(B766-C766-D766,IF($J$3=$S$35,L775,$J$5)),0))","v":0},0,0,0,0,0,0,0,0,0,0]
[null,null,null,null,null,{"$f":"SUM(F706:F766)","v":0},{"$f":"SUM(G706:G766)","v":0},{"$f":"SUM(H706:H766)","v":0},null,null,null,null,{"$f":"SUM(M706:M766)","v":0},{"$f":"SUM(N706:N766)","v":0},{"$f":"SUM(O706:O766)","v":0}]
[]
[]
[]
[]
[null,"Bestehend",null,null,"Endenergie",null,null,"Pumpenstrom",null,null,"Optimiert",null,null,null,null,null,"Pumpenstrom"]
[null,"WE1","WE 2","WE 3","WE1","WE 2","WE 3","WE1","WE 2","WE 3","WE1","WE 2","WE 3","WE1","WE 2","WE 3","WE1","WE 2","WE 3"]
["Tab","Wirkungsgrad","Wirkungsgrad","Wirkungsgrad","Energie","Energie","Energie","Energie","Energie","Energie","Wirkungsgrad","Wirkungsgrad","Wirkungsgrad","Energie","Energie","Energie","Energie","Energie","Energie"]
["[°C]","[-]","[-]","[-]","[kWh]","[kWh]","[kWh]","[kWh]","[kWh]","[kWh]","[-]","[-]","[-]","[kWh]","[kWh]","[kWh]","[kWh]","[kWh]","[kWh]"]
[-25,{"$f":"IF(SUM($F$14:$F$16)=0,$F$6*$F$618+$F$6*$F$619+$F$7*$F$620,F639*$F$618+G639*$F$619+H639*$F$620)","v":{"$error":"#N/A"}},{"$f":"IF(SUM($H$14:$H$16)=0,$H$6*$F$618+$H$6*$F$619+$H$7*$F$620,N639*$F$618+O639*$F$619+P639*$F$620)","v":{"$error":"#N/A"}},{"$f":"IF(SUM($J$14:$J$16)=0,$J$6*$F$618+$J$6*$F$619+$J$7*$F$620,V639*$F$618+W639*$F$619+X639*$F$620)","v":{"$error":"#N/A"}},{"$f":"F706/B776","v":{"$error":"#N/A"}},{"$f":"G706/C776","v":{"$error":"#N/A"}},{"$f":"H706/D776","v":{"$error":"#N/A"}},{"$f":"IFERROR(F706/C706*$F$18*$F$31,0)","v":0},{"$f":"IFERROR(G706/D706*$H$18*$H$31,0)","v":0},{"$f":"IFERROR(H706/E706*$J$18*$J$31,0)","v":0},{"$f":"IF(SUM($G$14:$G$16)=0,$G$6*$M$618+$G$6*$M$619+$G$7*$M$620,AD639*$M$618+AE639*$M$619+AF639*$M$620)","v":{"$error":"#N/A"}},{"$f":"IF(SUM($I$14:$I$16)=0,$I$6*$M$618+$I$6*$M$619+$I$7*$M$620,AL639*$M$618+AM639*$M$619+AN639*$M$620)","v":{"$error":"#N/A"}},{"$f":"IF(SUM($K$14:$K$16)=0,$K$6*$M$618+$K$6*$M$619+$K$7*$M$620,AT639*$M$618+AU639*$M$619+AV639*$M$620)","v":{"$error":"#N/A"}},{"$f":"M706/K776","v":{"$error":"#N/A"}},{"$f":"N706/L776","v":{"$error":"#N/A"}},{"$f":"O706/M776","v":{"$error":"#N/A"}},{"$f":"IFERROR(M706/J706*$G$18*$G$31,0)","v":0},{"$f":"IFERROR(N706/K706*$I$18*$I$31,0)","v":0},{"$f":"IFERROR(O706/L706*$K$18*$K$31,0)","v":0}]
[-24,{"$f":"IF(SUM($F$14:$F$16)=0,$F$6*$F$618+$F$6*$F$619+$F$7*$F$620,F640*$F$618+G640*$F$619+H640*$F$620)","v":{"$error":"#N/A"}},{"$f":"IF(SUM($H$14:$H$16)=0,$H$6*$F$618+$H$6*$F$619+$H$7*$F$620,N640*$F$618+O640*$F$619+P640*$F$620)","v":{"$error":"#N/A"}},{"$f":"IF(SUM($J$14:$J$16)=0,$J$6*$F$618+$J$6*$F$619+$J$7*$F$620,V640*$F$618+W640*$F$619+X640*$F$620)","v":{"$error":"#N/A"}},{"$error":"#N/A"},{"$error":"#N/A"},{"$error":"#N/A"},0,0,0,{"$f":"IF(SUM($G$14:$G$16)=0,$G$6*$M$618+$G$6*$M$619+$G$7*$M$620,AD640*$M$618+AE640*$M$619+AF640*$M$620)","v":{"$error":"#N/A"}},{"$f":"IF(SUM($I$14:$I$16)=0,$I$6*$M$618+$I$6*$M$619+$I$7*$M$620,AL640*$M$618+AM640*$M$619+AN640*$M$620)","v":{"$error":"#N/A"}},{"$f":"IF(SUM($K$14:$K$16)=0,$K$6*$M$618+$K$6*$M$619+$K$7*$M$620,AT640*$M$618+AU640*$M$619+AV640*$M$620)","v":{"$error":"#N/A"}},{"$error":"#N/A"},{"$error":"#N/A"},{"$error":"#N/A"},0,0,0]
[-23,{"$error":"#N/A"},{"$error":"#N/A"},{"$error":"#N/A"},{"$error":"#N/A"},{"$error":"#N/A"},{"$error":"#N/A"},0,0,0,{"$error":"#N/A"},{"$error":"#N/A"},{"$error":"#N/A"},{"$error":"#N/A"},{"$error":"#N/A"},{"$error":"#N/A"},0,0,0]
[-22,{"$error":"#N/A"},{"$error":"#N/A"},{"$error":"#N/A"},{"$error":"#N/A"},{"$error":"#N/A"},{"$error":"#N/A"},0,0,0,{"$error":"#N/A"},{"$error":"#N/A"},{"$error":"#N/A"},{"$error":"#N/A"},{"$error":"#N/A"},{"$error":"#N/A"},0,0,0]
[-21,{"$error":"#N/A"},{"$error":"#N/A"},{"$error":"#N/A"},{"$error":"#N/A"},{"$error":"#N/A"},{"$error":"#N/A"},0,0,0,{"$error":"#N/A"},{"$error":"#N/A"},{"$error":"#N/A"},{"$error":"#N/A"},{"$error":"#N/A"},{"$error":"#N/A"},0,0,0]
[-20,{"$error":"#N/A"},{"$error":"#N/A"},{"$error":"#N/A"},{"$error":"#N/A"},{"$error":"#N/A"},{"$error":"#N/A"},0,0,0,{"$error":"#N/A"},{"$error":"#N/A"},{"$error":"#N/A"},{"$error":"#N/A"},{"$error":"#N/A"},{"$error":"#N/A"},0,0,0]
[-19,{"$error":"#N/A"},{"$error":"#N/A"},{"$error":"#N/A"},{"$error":"#N/A"},{"$error":"#N/A"},{"$error":"#N/A"},0,0,0,{"$error":"#N/A"},{"$error":"#N/A"},{"$error":"#N/A"},{"$error":"#N/A"},{"$error":"#N/A"},{"$error":"#N/A"},0,0,0]
[-18,{"$error":"#N/A"},{"$error":"#N/A"},{"$error":"#N/A"},{"$error":"#N/A"},{"$error":"#N/A"},{"$error":"#N/A"},0,0,0,{"$error":"#N/A"},{"$error":"#N/A"},{"$error":"#N/A"},{"$error":"#N/A"},{"$error":"#N/A"},{"$error":"#N/A"},0,0,0]
[-17,{"$error":"#N/A"},{"$error":"#N/A"},{"$error":"#N/A"},{"$error":"#N/A"},{"$error":"#N/A"},{"$error":"#N/A"},0,0,0,{"$error":"#N/A"},{"$error":"#N/A"},{"$error":"#N/A"},{"$error":"#N/A"},{"$error":"#N/A"},{"$error":"#N/A"},0,0,0]
[-16,{"$error":"#N/A"},{"$error":"#N/A"},{"$error":"#N/A"},{"$error":"#N/A"},{"$error":"#N/A"},{"$error":"#N/A"},0,0,0,{"$error":"#N/A"},{"$error":"#N/A"},{"$error":"#N/A"},{"$error":"#N/A"},{"$error":"#N/A"},{"$error":"#N/A"},0,0,0]
[-15,{"$error":"#N/A"},{"$error":"#N/A"},{"$error":"#N/A"},{"$error":"#N/A"},{"$error":"#N/A"},{"$error":"#N/A"},0,0,0,{"$error":"#N/A"},{"$error":"#N/A"},{"$error":"#N/A"},{"$error":"#N/A"},{"$error":"#N/A"},{"$error":"#N/A"},0,0,0]
[-14,{"$error":"#N/A"},{"$error":"#N/A"},{"$error":"#N/A"},{"$error":"#N/A"},{"$error":"#N/A"},{"$error":"#N/A"},0,0,0,{"$error":"#N/A"},{"$error":"#N/A"},{"$error":"#N/A"},{"$error":"#N/A"},{"$error":"#N/A"},{"$error":"#N/A"},0,0,0]
[-13,{"$error":"#N/A"},{"$error":"#N/A"},{"$error":"#N/A"},{"$error":"#N/A"},{"$error":"#N/A"},{"$error":"#N/A"},0,0,0,{"$error":"#N/A"},{"$error":"#N/A"},{"$error":"#N/A"},{"$error":"#N/A"},{"$error":"#N/A"},{"$error":"#N/A"},0,0,0]
[-12,{"$error":"#N/A"},{"$error":"#N/A"},{"$error":"#N/A"},{"$error":"#N/A"},{"$error":"#N/A"},{"$error":"#N/A"},0,0,0,{"$error":"#N/A"},{"$error":"#N/A"},{"$error":"#N/A"},{"$error":"#N/A"},{"$error":"#N/A"},{"$error":"#N/A"},0,0,0]
[-11,{"$error":"#N/A"},{"$error":"#N/A"},{"$error":"#N/A"},{"$error":"#N/A"},{"$error":"#N/A"},{"$error":"#N/A"},0,0,0,{"$error":"#N/A"},{"$error":"#N/A"},{"$error":"#N/A"},{"$error":"#N/A"},{"$error":"#N/A"},{"$error":"#N/A"},0,0,0]
[-10,{"$error":"#N/A"},{"$error":"#N/A"},{"$error":"#N/A"},{"$error":"#N/A"},{"$error":"#N/A"},{"$error":"#N/A"},0,0,0,{"$error":"#N/A"},{"$error":"#N/A"},{"$error":"#N/A"},{"$error":"#N/A"},{"$error":"#N/A"},{"$error":"#N/A"},0,0,0]
[-9,{"$error":"#N/A"},{"$error":"#N/A"},{"$error":"#N/A"},{"$error":"#N/A"},{"$error":"#N/A"},{"$error":"#N/A"},0,0,0,{"$error":"#N/A"},{"$error":"#N/A"},{"$error":"#N/A"},{"$error":"#N/A"},{"$error":"#N/A"},{"$error":"#N/A"},0,0,0]
[-8,{"$error":"#N/A"},{"$error":"#N/A"},{"$error":"#N/A"},{"$error":"#N/A"},{"$error":"#N/A"},{"$error":"#N/A"},0,0,0,{"$error":"#N/A"},{"$error":"#N/A"},{"$error":"#N/A"},{"$error":"#N/A"},{"$error":"#N/A"},{"$error":"#N/A"},0,0,0]
[-7,{"$error":"#N/A"},{"$error":"#N/A"},{"$error":"#N/A"},{"$error":"#N/A"},{"$error":"#N/A"},{"$error":"#N/A"},0,0,0,{"$error":"#N/A"},{"$error":"#N/A"},{"$error":"#N/A"},{"$error":"#N/A"},{"$error":"#N/A"},{"$error":"#N/A"},0,0,0]
[-6,{"$error":"#N/A"},{"$error":"#N/A"},{"$error":"#N/A"},{"$error":"#N/A"},{"$error":"#N/A"},{"$error":"#N/A"},0,0,0,{"$error":"#N/A"},{"$error":"#N/A"},{"$error":"#N/A"},{"$error":"#N/A"},{"$error":"#N/A"},{"$error":"#N/A"},0,0,0]
[-5,{"$error":"#N/A"},{"$error":"#N/A"},{"$error":"#N/A"},{"$error":"#N/A"},{"$error":"#N/A"},{"$error":"#N/A"},0,0,0,{"$error":"#N/A"},{"$error":"#N/A"},{"$error":"#N/A"},{"$error":"#N/A"},{"$error":"#N/A"},{"$error":"#N/A"},0,0,0]
[-4,{"$error":"#N/A"},{"$error":"#N/A"},{"$error":"#N/A"},{"$error":"#N/A"},{"$error":"#N/A"},{"$error":"#N/A"},0,0,0,{"$error":"#N/A"},{"$error":"#N/A"},{"$error":"#N/A"},{"$error":"#N/A"},{"$error":"#N/A"},{"$error":"#N/A"},0,0,0]
[-3,{"$error":"#N/A"},{"$error":"#N/A"},{"$error":"#N/A"},{"$error":"#N/A"},{"$error":"#N/A"},{"$error":"#N/A"},0,0,0,{"$error":"#N/A"},{"$error":"#N/A"},{"$error":"#N/A"},{"$error":"#N/A"},{"$error":"#N/A"},{"$error":"#N/A"},0,0,0]
[-2,{"$error":"#N/A"},{"$error":"#N/A"},{"$error":"#N/A"},{"$error":"#N/A"},{"$error":"#N/A"},{"$error":"#N/A"},0,0,0,{"$error":"#N/A"},{"$error":"#N/A"},{"$error":"#N/A"},{"$error":"#N/A"},{"$error":"#N/A"},{"$error":"#N/A"},0,0,0]
[-1,{"$error":"#N/A"},{"$error":"#N/A"},{"$error":"#N/A"},{"$error":"#N/A"},{"$error":"#N/A"},{"$error":"#N/A"},0,0,0,{"$error":"#N/A"},{"$error":"#N/A"},{"$error":"#N/A"},{"$error":"#N/A"},{"$error":"#N/A"},{"$error":"#N/A"},0,0,0]
[0,{"$error":"#N/A"},{"$error":"#N/A"},{"$error":"#N/A"},{"$error":"#N/A"},{"$error":"#N/A"},{"$error":"#N/A"},0,0,0,{"$error":"#N/A"},{"$error":"#N/A"},{"$error":"#N/A"},{"$error":"#N/A"},{"$error":"#N/A"},{"$error":"#N/A"},0,0,0]
[1,{"$error":"#N/A"},{"$error":"#N/A"},{"$error":"#N/A"},{"$error":"#N/A"},{"$error":"#N/A"},{"$error":"#N/A"},0,0,0,{"$error":"#N/A"},{"$error":"#N/A"},{"$error":"#N/A"},{"$error":"#N/A"},{"$error":"#N/A"},{"$error":"#N/A"},0,0,0]
[2,{"$error":"#N/A"},{"$error":"#N/A"},{"$error":"#N/A"},{"$error":"#N/A"},{"$error":"#N/A"},{"$error":"#N/A"},0,0,0,{"$error":"#N/A"},{"$error":"#N/A"},{"$error":"#N/A"},{"$error":"#N/A"},{"$error":"#N/A"},{"$error":"#N/A"},0,0,0]
[3,{"$error":"#N/A"},{"$error":"#N/A"},{"$error":"#N/A"},{"$error":"#N/A"},{"$error":"#N/A"},{"$error":"#N/A"},0,0,0,{"$error":"#N/A"},{"$error":"#N/A"},{"$error":"#N/A"},{"$error":"#N/A"},{"$error":"#N/A"},{"$error":"#N/A"},0,0,0]
[4,{"$error":"#N/A"},{"$error":"#N/A"},{"$error":"#N/A"},{"$error":"#N/A"},{"$error":"#N/A"},{"$error":"#N/A"},0,0,0,{"$error":"#N/A"},{"$error":"#N/A"},{"$error":"#N/A"},{"$error":"#N/A"},{"$error":"#N/A"},{"$error":"#N/A"},0,0,0]
[5,{"$error":"#N/A"},{"$error":"#N/A"},{"$error":"#N/A"},{"$error":"#N/A"},{"$error":"#N/A"},{"$error":"#N/A"},0,0,0,{"$error":"#N/A"},{"$error":"#N/A"},{"$error":"#N/A"},{"$error":"#N/A"},{"$error":"#N/A"},{"$error":"#N/A"},0,0,0]
[6,{"$error":"#N/A"},{"$error":"#N/A"},{"$error":"#N/A"},{"$error":"#N/A"},{"$error":"#N/A"},{"$error":"#N/A"},0,0,0,{"$error":"#N/A"},{"$error":"#N/A"},{"$error":"#N/A"},{"$error":"#N/A"},{"$error":"#N/A"},{"$error":"#N/A"},0,0,0]
[7,{"$error":"#N/A"},{"$error":"#N/A"},{"$error":"#N/A"},{"$f":"F738/B808","v":{"$error":"#N/A"}},{"$f":"G738/C808","v":{"$error":"#N/A"}},{"$f":"H738/D808","v":{"$error":"#N/A"}},{"$f":"IFERROR(F738/C738*$F$18*$F$31,0)","v":0},{"$f":"IFERROR(G738/D738*$H$18*$H$31,0)","v":0},{"$f":"IFERROR(H738/E738*$J$18*$J$31,0)","v":0},{"$error":"#N/A"},{"$error":"#N/A"},{"$error":"#N/A"},{"$f":"M738/K808","v":{"$error":"#N/A"}},{"$f":"N738/L808","v":{"$error":"#N/A"}},{"$f":"O738/M808","v":{"$error":"#N/A"}},{"$f":"IFERROR(M738/J738*$G$18*$G$31,0)","v":0},{"$f":"IFERROR(N738/K738*$I$18*$I$31,0)","v":0},{"$f":"IFERROR(O738/L738*$K$18*$K$31,0)","v":0}]
[8,{"$error":"#N/A"},{"$error":"#N/A"},{"$error":"#N/A"},{"$error":"#N/A"},{"$error":"#N/A"},{"$error":"#N/A"},0,0,0,{"$error":"#N/A"},{"$error":"#N/A"},{"$error":"#N/A"},{"$error":"#N/A"},{"$error":"#N/A"},{"$error":"#N/A"},0,0,0]
[9,{"$error":"#N/A"},{"$error":"#N/A"},{"$error":"#N/A"},{"$error":"#N/A"},{"$error":"#N/A"},{"$error":"#N/A"},0,0,0,{"$error":"#N/A"},{"$error":"#N/A"},{"$error":"#N/A"},{"$error":"#N/A"},{"$error":"#N/A"},{"$error":"#N/A"},0,0,0]
[10,{"$error":"#N/A"},{"$error":"#N/A"},{"$error":"#N/A"},{"$error":"#N/A"},{"$error":"#N/A"},{"$error":"#N/A"},0,0,0,{"$error":"#N/A"},{"$error":"#N/A"},{"$error":"#N/A"},{"$error":"#N/A"},{"$error":"#N/A"},{"$error":"#N/A"},0,0,0]
[11,{"$error":"#N/A"},{"$error":"#N/A"},{"$error":"#N/A"},{"$error":"#N/A"},{"$error":"#N/A"},{"$error":"#N/A"},0,0,0,{"$error":"#N/A"},{"$error":"#N/A"},{"$error":"#N/A"},{"$error":"#N/A"},{"$error":"#N/A"},{"$error":"#N/A"},0,0,0]
[12,{"$error":"#N/A"},{"$error":"#N/A"},{"$error":"#N/A"},{"$error":"#N/A"},{"$error":"#N/A"},{"$error":"#N/A"},0,0,0,{"$error":"#N/A"},{"$error":"#N/A"},{"$error":"#N/A"},{"$error":"#N/A"},{"$error":"#N/A"},{"$error":"#N/A"},0,0,0]
[13,{"$error":"#N/A"},{"$error":"#N/A"},{"$error":"#N/A"},{"$error":"#N/A"},{"$error":"#N/A"},{"$error":"#N/A"},0,0,0,{"$error":"#N/A"},{"$error":"#N/A"},{"$error":"#N/A"},{"$error":"#N/A"},{"$error":"#N/A"},{"$error":"#N/A"},0,0,0]
[14,{"$error":"#N/A"},{"$error":"#N/A"},{"$error":"#N/A"},{"$error":"#N/A"},{"$error":"#N/A"},{"$error":"#N/A"},0,0,0,{"$error":"#N/A"},{"$error":"#N/A"},{"$error":"#N/A"},{"$error":"#N/A"},{"$error":"#N/A"},{"$error":"#N/A"},0,0,0]
[15,{"$error":"#N/A"},{"$error":"#N/A"},{"$error":"#N/A"},{"$error":"#N/A"},{"$error":"#N/A"},{"$error":"#N/A"},0,0,0,{"$error":"#N/A"},{"$error":"#N/A"},{"$error":"#N/A"},{"$error":"#N/A"},{"$error":"#N/A"},{"$error":"#N/A"},0,0,0]
[16,{"$error":"#N/A"},{"$error":"#N/A"},{"$error":"#N/A"},{"$error":"#N/A"},{"$error":"#N/A"},{"$error":"#N/A"},0,0,0,{"$error":"#N/A"},{"$error":"#N/A"},{"$error":"#N/A"},{"$error":"#N/A"},{"$error":"#N/A"},{"$error":"#N/A"},0,0,0]
[17,{"$error":"#N/A"},{"$error":"#N/A"},{"$error":"#N/A"},{"$error":"#N/A"},{"$error":"#N/A"},{"$error":"#N/A"},0,0,0,{"$error":"#N/A"},{"$error":"#N/A"},{"$error":"#N/A"},{"$error":"#N/A"},{"$error":"#N/A"},{"$error":"#N/A"},0,0,0]
[18,{"$error":"#N/A"},{"$error":"#N/A"},{"$error":"#N/A"},{"$error":"#N/A"},{"$error":"#N/A"},{"$error":"#N/A"},0,0,0,{"$error":"#N/A"},{"$error":"#N/A"},{"$error":"#N/A"},{"$error":"#N/A"},{"$error":"#N/A"},{"$error":"#N/A"},0,0,0]
[19,{"$error":"#N/A"},{"$error":"#N/A"},{"$error":"#N/A"},{"$error":"#N/A"},{"$error":"#N/A"},{"$error":"#N/A"},0,0,0,{"$error":"#N/A"},{"$error":"#N/A"},{"$error":"#N/A"},{"$error":"#N/A"},{"$error":"#N/A"},{"$error":"#N/A"},0,0,0]
[20,{"$error":"#N/A"},{"$error":"#N/A"},{"$error":"#N/A"},{"$error":"#N/A"},{"$error":"#N/A"},{"$error":"#N/A"},0,0,0,{"$error":"#N/A"},{"$error":"#N/A"},{"$error":"#N/A"},{"$error":"#N/A"},{"$error":"#N/A"},{"$error":"#N/A"},0,0,0]
[21,{"$error":"#N/A"},{"$error":"#N/A"},{"$error":"#N/A"},{"$error":"#N/A"},{"$error":"#N/A"},{"$error":"#N/A"},0,0,0,{"$error":"#N/A"},{"$error":"#N/A"},{"$error":"#N/A"},{"$error":"#N/A"},{"$error":"#N/A"},{"$error":"#N/A"},0,0,0]
[22,{"$error":"#N/A"},{"$error":"#N/A"},{"$error":"#N/A"},{"$error":"#N/A"},{"$error":"#N/A"},{"$error":"#N/A"},0,0,0,{"$error":"#N/A"},{"$error":"#N/A"},{"$error":"#N/A"},{"$error":"#N/A"},{"$error":"#N/A"},{"$error":"#N/A"},0,0,0]
[23,{"$error":"#N/A"},{"$error":"#N/A"},{"$error":"#N/A"},{"$error":"#N/A"},{"$error":"#N/A"},{"$error":"#N/A"},0,0,0,{"$error":"#N/A"},{"$error":"#N/A"},{"$error":"#N/A"},{"$error":"#N/A"},{"$error":"#N/A"},{"$error":"#N/A"},0,0,0]
[24,{"$error":"#N/A"},{"$error":"#N/A"},{"$error":"#N/A"},{"$error":"#N/A"},{"$error":"#N/A"},{"$error":"#N/A"},0,0,0,{"$error":"#N/A"},{"$error":"#N/A"},{"$error":"#N/A"},{"$error":"#N/A"},{"$error":"#N/A"},{"$error":"#N/A"},0,0,0]
[25,{"$error":"#N/A"},{"$error":"#N/A"},{"$error":"#N/A"},{"$error":"#N/A"},{"$error":"#N/A"},{"$error":"#N/A"},0,0,0,{"$error":"#N/A"},{"$error":"#N/A"},{"$error":"#N/A"},{"$error":"#N/A"},{"$error":"#N/A"},{"$error":"#N/A"},0,0,0]
[26,{"$error":"#N/A"},{"$error":"#N/A"},{"$error":"#N/A"},{"$error":"#N/A"},{"$error":"#N/A"},{"$error":"#N/A"},0,0,0,{"$error":"#N/A"},{"$error":"#N/A"},{"$error":"#N/A"},{"$error":"#N/A"},{"$error":"#N/A"},{"$error":"#N/A"},0,0,0]
[27,{"$error":"#N/A"},{"$error":"#N/A"},{"$error":"#N/A"},{"$error":"#N/A"},{"$error":"#N/A"},{"$error":"#N/A"},0,0,0,{"$error":"#N/A"},{"$error":"#N/A"},{"$error":"#N/A"},{"$error":"#N/A"},{"$error":"#N/A"},{"$error":"#N/A"},0,0,0]
[28,{"$error":"#N/A"},{"$error":"#N/A"},{"$error":"#N/A"},{"$error":"#N/A"},{"$error":"#N/A"},{"$error":"#N/A"},0,0,0,{"$error":"#N/A"},{"$error":"#N/A"},{"$error":"#N/A"},{"$error":"#N/A"},{"$error":"#N/A"},{"$error":"#N/A"},0,0,0]
[29,{"$error":"#N/A"},{"$error":"#N/A"},{"$error":"#N/A"},{"$error":"#N/A"},{"$error":"#N/A"},{"$error":"#N/A"},0,0,0,{"$error":"#N/A"},{"$error":"#N/A"},{"$error":"#N/A"},{"$error":"#N/A"},{"$error":"#N/A"},{"$error":"#N/A"},0,0,0]
[30,{"$f":"IF(SUM($F$14:$F$16)=0,$F$6*$F$618+$F$6*$F$619+$F$7*$F$620,F694*$F$618+G694*$F$619+H694*$F$620)","v":{"$error":"#N/A"}},{"$error":"#N/A"},{"$error":"#N/A"},{"$error":"#N/A"},{"$error":"#N/A"},{"$error":"#N/A"},0,0,0,{"$error":"#N/A"},{"$error":"#N/A"},{"$error":"#N/A"},{"$error":"#N/A"},{"$error":"#N/A"},{"$error":"#N/A"},0,0,0]
[null,null,null,null,{"$f":"SUM(E776:E831)","v":{"$error":"#N/A"}},{"$error":"#N/A"},{"$error":"#N/A"},0,0,0,null,null,null,{"$f":"SUM(N776:N831)","v":{"$error":"#N/A"}},{"$error":"#N/A"},{"$error":"#N/A"},0,0,0]
[]
[]
["Energieverbrauch ",null,"Bestehend",null,"Optimiert"]
[null,null,"Energie","Kosten","Energie","Kosten"]
[null,null,"[kWh]","[CHF/a]","[kWh]","[CHF/a]"]
["WE1","Endenergie",{"$f":"E832","v":{"$error":"#N/A"}},{"$f":"IFERROR(ROUND(VLOOKUP(F4,$M$8:$O$16,2,FALSE)*C838/100,-1),0)","v":0},{"$f":"N832","v":{"$error":"#N/A"}},{"$f":"IFERROR(ROUND(VLOOKUP(G4,$M$8:$O$16,2,FALSE)*E838/100,-1),0)","v":0}]
[null,"Nutzenergie",{"$f":"F767","v":0},null,{"$f":"M767","v":0}]
[null,"Hilfsenergie",{"$f":"H832","v":0},{"$f":"ROUND(C840*$N$12/100,-1)","v":0},{"$f":"Q832","v":0},{"$f":"ROUND(E840*$N$12/100,-1)","v":0}]
["WE2","Endenergie",{"$f":"IFERROR(F832,0)","v":0},{"$f":"IFERROR(ROUND(VLOOKUP(H4,$M$8:$O$16,2,FALSE)*C841/100,-1),0)","v":0},{"$f":"IFERROR(O832,0)","v":0},{"$f":"IFERROR(ROUND(VLOOKUP(I4,$M$8:$O$16,2,FALSE)*E841/100,-1),0)","v":0}]
[null,"Nutzenergie",{"$f":"G767","v":0},null,{"$f":"N767","v":0}]
[null,"Hilfsenergie",{"$f":"I832","v":0},{"$f":"ROUND(C843*$N$12/100,-1)","v":0},{"$f":"R832","v":0},{"$f":"ROUND(E843*$N$12/100,-1)","v":0}]
["WE3","Endenergie",{"$f":"IFERROR(G832,0)","v":0},{"$f":"IFERROR(ROUND(VLOOKUP(J4,$M$8:$O$16,2,FALSE)*C844/100,-1),0)","v":0},{"$f":"IFERROR(P832,0)","v":0},{"$f":"IFERROR(ROUND(VLOOKUP(K4,$M$8:$O$16,2,FALSE)*E844/100,-1),0)","v":0}]
[null,"Nutzenergie",{"$f":"H767","v":0},null,{"$f":"O767","v":0}]
[null,"Hilfsenergie",{"$f":"J832","v":0},{"$f":"ROUND(C846*$N$12/100,-1)","v":0},{"$f":"S832","v":0},{"$f":"ROUND(E846*$N$12/100,-1)","v":0}]
[]
["Nutzenergiepreise",null,"Bestehend","Optimiert"]
["Wärme",null,{"$f":"(D838+D841+D844)/(C839+C842+C845)","v":{"$error":"#DIV/0!"}},{"$f":"(F838+F841+F844)/(E839+E842+E845)","v":{"$error":"#DIV/0!"}}]
[]
[]
["Energieeinsparung für Energie-Monitoring"]
["Wärne WE/ HG/ LU","Energieträger","Einsparung [MWh]"]
["WE1",{"$f":"F4","v":{"$error":"#N/A"}},{"$f":"(C838-E838)/1000","v":{"$error":"#N/A"}}]
["WE2",{"$f":"H4","v":{"$error":"#N/A"}},{"$f":"(C841-E841)/1000","v":0}]
["WE3",{"$f":"J4","v":{"$error":"#N/A"}},{"$f":"(C844-E844)/1000","v":0}]
["Hilfsenergie",{"$f":"Begriffe!B45","v":"Elektrizität"},{"$f":"IFERROR(((C840+C843+C846)-(E840+E843+E846))/1000,0)","v":0}]
[]
["LU / KE / BE","Energieträger","Einsparung [MWh]"]
["Venti",{"$f":"Begriffe!B45","v":"Elektrizität"},{"$f":"IFERROR((SUM(Lüftung!E36:E45)-SUM(Lüftung!J36:K45))/1000,0)","v":0}]
["Kälte",{"$f":"Begriffe!B45","v":"Elektrizität"},{"$f":"IFERROR((SUM(Kühlung!P47:P50))/1000,0)","v":0}]
["Beleuchtung",{"$f":"Begriffe!B45","v":"Elektrizität"},{"$f":"IFERROR((SUM(Beleuchtung!G46:G60))/1000,0)","v":0}]

{"sheet":"Grundlagendaten","index":48,"n_rows":125,"n_cols":16,"rows_kept":125,"cut":false,"hidden":true,"merged":[]}
["Lüftungsanlage"]
["Wärmerückgewinnung Wirkungsgrade",null,"Thermisch","Feuchte"]
[{"$f":"Begriffe!B440","v":"keine"},null,0,0]
[{"$f":"Begriffe!B441","v":"Kreuzstromwärmeübertrager"},null,0.65,0]
[{"$f":"Begriffe!B442","v":"Kreisverbundsystem"},null,0.6,0]
[{"$f":"Begriffe!B443","v":"Rotationswärmeübertrager"},null,0.75,0.6]
[]
[]
["Nutzungsargen",null,null,"Regelungsart der Lüftungsanlage","Korrekturfaktor je Regelung",null,null,"Grundlagen für Berechnung der Beleuchtung"]
["Gebäudekategorien","Zugeordnete Raumnutzung ",null,null,null,null,null,"Nutzungstage pro Jahr","Jahresgleichzeitigkeit","Nutzungsstunden pro Tag","Nutzungsstunden pro Nacht","Nutzungsstunden Beleuchtung","Volllaststunden Beleuchtung","Mittlere Beleuchtungsstärke"]
[null,null,null,null,null,null,"Qww","d","-","h/d","h/d",null,null,"lux"]
[null,1.2,"Wohnen EFH",{"$f":"Begriffe!B460","v":"Einstufig, zeitgesteuert"},1,null,50,365,0.8,11,3,{"$f":"H12*I12*(J12+K12)","v":4088},550,100]
[{"$f":"Begriffe!B56","v":"Wohnen"},1.1000000000000001,"Wohnen MFH",{"$f":"Begriffe!B461","v":"Zweistufig, zeitgesteuert"},1,null,75,365,0.8,11,3,{"$f":"H13*I13*(J13+K13)","v":4088},550,100]
[{"$f":"Begriffe!B57","v":"Büro"},3.1,"Einzel-, Gruppenbüro",{"$f":"Begriffe!B462","v":"Dreistufig, zeitgesteuert"},1,null,25,261,0.8,11,0,2296.8000000000002,2000,500]
[{"$f":"Begriffe!B58","v":"Schule"},4.0999999999999996,"Schulzimmer",{"$f":"Begriffe!B463","v":"VAV (Temperaturregler)"},0.75,null,25,261,0.7,11,0,2009.6999999999998,null,500]
[{"$f":"Begriffe!B59","v":"Verkauf"},5.0999999999999996,"Lebensmittelverkauf",{"$f":"Begriffe!B464","v":"VAV (CO2-/Temp.Zonenregler)"},0.7,null,25,313,0.8,11,5,4006.4,null,300]
[{"$f":"Begriffe!B60","v":"Restaurant"},6.1,"Restaurant",{"$f":"Begriffe!B465","v":"VAV (CO2-/Temp.Einzelraumregler)"},0.65,null,200,313,0.8,6,6,3004.8,null,200]
[{"$f":"Begriffe!B61","v":"Versammlung"},7.2,"Mehrzweckhalle",{"$f":"Begriffe!B466","v":"VAV (CO2-Zonenregler)"},0.6,null,50,313,0.8,11,5,4006.4,null,300]
[{"$f":"Begriffe!B62","v":"Spital"},8.1,"Bettenzimmer ",{"$f":"Begriffe!B467","v":"VAV (CO2-Einzelraumregler)"},0.55000000000000004,null,100,365,0.9,11,6,5584.5,null,100]
[{"$f":"Begriffe!B63","v":"Industrie"},9.1999999999999993,"Produktion (feine Arbeit)",{"$f":"Begriffe!B468","v":"Benutzerdefiniert"},1,null,25,261,0.8,11,0,2296.8000000000002,null,500]
[{"$f":"Begriffe!B64","v":"Lager"},10.1,"Lagerhalle",null,null,null,5,261,0.8,11,13,5011.2000000000007,null,300]
[{"$f":"Begriffe!B65","v":"Sportbau"},11.1,"Turnhalle",null,null,null,300,261,0.7,10,5,2740.5,null,300]
[{"$f":"Begriffe!B66","v":"Hallenbad"},11.3,"Schwimmhalle",null,null,null,300,313,0.8,10,5,3756,null,300]
[]
[]
["Heizung"]
["Quelltemperaturen für Wärmepumpen"]
["Wärmequellen"]
["Luft","°C"]
["Grundwasser",10]
["Erdsonde",10]
["Erdregister",8]
["Abwasser",20]
["Oberflächengewässer",4]
[null,null,null,null,null,null,"Temperaturdifferenz je nach Vorlauftemp. für Schätzung Leistung der Gruppe",null,null,null,null,"Wierkungsgrade je Wärmeerzueger mit oder ohne WW und mit max. Begrenzung"]
["Für Durchmesser der Leitungen in mm falls DN ausgwählt wird",null,null,null,null,null,"Vorlauftemp","Min","Max","Temp.diff Vor- / Rücklauf",null,"Heizung","n ","n WW","max Begrenzung","Energieträger"]
["DN",null,"da[mm]",null,null,null,{"$f":"H37&\" < x\"&I37","v":"65 < x"},65,null,20,null,{"$f":"Begriffe!B93","v":"Ölfeuerung"},0.85,0.85,0.9,{"$f":"Begriffe!B37","v":"Heizöl"}]
[null,null,null,null,null,null,{"$f":"H38&\" < x < \"&I38","v":"55 < x < 65"},55,65,15,null,{"$f":"Begriffe!B94","v":"Ölfeuerung kond."},0.91,0.88,1,{"$f":"P37","v":"Heizöl"}]
[10,null,17.2,null,null,null,{"$f":"H39&\" < x < \"&I39","v":"40 < x < 55"},40,55,10,null,{"$f":"Begriffe!B95","v":"Gasfeuerung"},0.85,0.85,0.9,{"$f":"Begriffe!B38","v":"Erdgas"}]
[15,null,21.3,null,null,null,{"$f":"H40&\" < x < \"&I40","v":" < x < 40"},null,40,5,null,{"$f":"Begriffe!B96","v":"Gasfeuerung kond."},0.95,0.92,1,{"$f":"P39","v":"Erdgas"}]
[20,null,26.9,null,null,null,null,null,null,null,null,{"$f":"Begriffe!B97","v":"Holzfeuerung"},0.75,0.75,0.9,{"$f":"Begriffe!B40","v":"Stückholz"}]
[25,null,33.700000000000003,null,null,null,null,null,null,null,null,{"$f":"Begriffe!B98","v":"Pelletfeuerung"},0.85,0.85,0.9,{"$f":"Begriffe!B42","v":"Pellets"}]
[32,null,42.4,null,null,null,null,null,null,null,null,{"$f":"Begriffe!B99","v":"Fernwärme "},1,1,1,{"$f":"Begriffe!B44","v":"Fernwärme"}]
[40,null,48.3,null,null,null,null,null,null,null,null,{"$f":"Begriffe!B100","v":"Elektrospeicher Zentr. "},0.93,0,0.95,{"$f":"Begriffe!B45","v":"Elektrizität"}]
[50,null,60.3,null,null,null,null,null,null,null,null,{"$f":"Begriffe!B101","v":"Elektro direkt"},1,1,1,{"$f":"P44","v":"Elektrizität"}]
[65,null,76.099999999999994,null,null,null,null,null,null,null,null,{"$f":"Begriffe!B102","v":"Wärmepumpe Aussenluft"},2.2999999999999998,2.2999999999999998,6,{"$f":"P45","v":"Elektrizität"}]
[80,null,88.9,null,null,null,null,null,null,null,null,{"$f":"Begriffe!B103","v":"Wärmepumpe, Erdwärmesonde"},3.1,2.7,10,"Elektrizität"]
[100,null,114.3,null,null,null,null,null,null,null,null,{"$f":"Begriffe!B104","v":"Wärmepumpe, Abwasser"},2.7,2.8,10,"Elektrizität"]
[125,null,139.69999999999999,null,null,null,null,null,null,null,null,{"$f":"Begriffe!B105","v":"Wasser-Wärmepumpe"},2.7,2.8,10,"Elektrizität"]
[150,null,168.3,null,null,null,null,null,null,null,null,{"$f":"Begriffe!B106","v":"Wärmepumpe, Grundwa. , dir."},3.2,2.9,10,"Elektrizität"]
[200,null,219.1,null,null,null,null,null,null,null,null,{"$f":"Begriffe!B107","v":"Wärmepumpe, Grundwa., indir."},2.7,2.7,8,"Elektrizität"]
[250,null,273,null,null,null,null,null,null,null,null,{"$f":"Begriffe!B108","v":"Wärmepumpe Erdregister"},2.9,2.7,8,{"$f":"P51","v":"Elektrizität"}]
[300,null,323.89999999999998,null,null,null,null,null,null,null,null,{"$f":"Begriffe!B109","v":"Solarenergie thermisch"},1,1,1]
["Für Leistungsberechnung anhand DN Angabe bei den einzelnen Heizgruppen",null,null,null,null,null,null,null,null,null,null,{"$f":"Begriffe!B110","v":"Gaswärmepumpe"},1.3,1.3,2,{"$f":"P40","v":"Erdgas"}]
["da [mm] (DN) / dT [K]",7,10,15,20,null,null,null,null,null,null,"Energiepreise"]
[12,1.6,2.2999999999999998,3.5,4.5999999999999996,null,null,null,null,null,null,"Energieträger","Rp. / kWh","CHF / kWh"]
[15,2.7,3.9,5.8,7.8,null,null,null,null,null,null,{"$f":"Begriffe!B37","v":"Heizöl"},{"$f":"N57*100","v":8},0.08]
[18,4.0999999999999996,5.9,8.8000000000000007,12,null,null,null,null,null,null,{"$f":"Begriffe!B38","v":"Erdgas"},{"$f":"N58*100","v":9},0.09]
[22,6.4,9.1999999999999993,14,18,null,null,null,null,null,null,{"$f":"Begriffe!B39","v":"Propan/Butan"},10,0.1]
[28,10,14,22,29,null,null,null,null,null,null,{"$f":"Begriffe!B40","v":"Stückholz"},6,0.06]
[35,17,24,35,47,null,null,null,null,null,null,{"$f":"Begriffe!B41","v":"Holzschnitzel"},5,0.05]
[42,25,35,53,70,null,null,null,null,null,null,{"$f":"Begriffe!B42","v":"Pellets"},7.0000000000000009,7.0000000000000007E-2]
[54,40,85,86,115,null,null,null,null,null,null,{"$f":"Begriffe!B43","v":"Biogas"},14.000000000000002,0.14000000000000001]
[65,60,86,128,171,null,null,null,null,null,null,{"$f":"Begriffe!B44","v":"Fernwärme"},12,0.12]
[80,93,133,199,266,null,null,null,null,null,null,{"$f":"Begriffe!B45","v":"Elektrizität"},20,0.2]
[100,148,212,318,424,null,null,null,null,null,null,null,"Rp. / m3","CHF / m3"]
["Berechnung anhand diesen Formeln","y = 0.0088x2.1161","y = 0.0127x2.114","y = 0.0195x2.1077","y = 0.0257x2.1107",null,null,null,null,null,null,{"$f":"Begriffe!B49","v":"Wasser"},{"$f":"N67*100","v":185},1.85]
[]
["Beleuchtung SIA 2056 "]
["Tabelle 46 Reduktion der täglichen Volllaststunden bei manueller Beleuchtungssteuerung"]
["Mittlere Beleuchtungsstärke","Tageslichtnutzung"]
["lux",{"$f":"B82","v":"gut"},{"$f":"C82","v":"mittel"},{"$f":"D82","v":"gering"}]
[null,"h/d","h/d","h/d"]
[500,3,2,0.5]
[300,4,3,1]
[200,4,3.5,1.5]
[100,4,4,2.5]
[]
[]
["Tabelle 47 Reduktion der täglichen Volllaststunden bei automatischer Beleuchtungssteuerung nach Tageslicht"]
["Mittlere Beleuchtungsstärke","Tageslichtnutzung"]
["lux",{"$f":"Begriffe!B732","v":"gut"},{"$f":"Begriffe!B733","v":"mittel"},{"$f":"Begriffe!B734","v":"gering"}]
[null,"h/d","h/d","h/d"]
[500,7,4.5,1.5]
[300,8.5,6.5,3]
[200,9,8,4]
[100,9,9,5.5]
[]
[]
["Tabelle 48 Korrekturfaktor Beleuchtungssteuerung durch Präsenz- oder Bewegungsmelder"]
["Personenfrequenz",null,"Korrekturfaktor"]
[{"$f":"Begriffe!B737","v":"normal"},"(Hauptnutzflächen)",0.8]
[{"$f":"Begriffe!B738","v":"schwach "},"(Verkehrsflächen)",0.6]
[{"$f":"Begriffe!B739","v":"sporadisch"},"(Nebenräume)",0.4]
[]
[]
["Raumtemperaturen Kälteanwendung"]
[{"$f":"Begriffe!B569","v":"Klimakälte"},22]
[{"$f":"Begriffe!B570","v":"Kühlraum"},10]
[{"$f":"Begriffe!B571","v":"Tiefkühlraum"},-20]
[{"$f":"Begriffe!B572","v":"Prozesskälte"},0]
[]
["Schätzung Kälteleistung für Kältegruppen anhand DN Rohrleitunge"]
["DN","R","dT",6]
["-","Pa","kg/h","kW"]
[10,135,{"$f":"(118.5-113.5)/10*5+113.5","v":116},{"$f":"C106*4.184/3600*$D$104","v":0.80890666666666666}]
[20,120,489,3.4099599999999999]
[25,115,{"$f":"(917-873)/10*5+873","v":895},6.2411333333333339]
[40,100,2655,18.514200000000002]
[50,95,5598,39.036720000000003]
[80,85,15408,107.44512]
[100,80,30000,209.2]
[200,75,170000,1185.4666666666667]
[null,null,null,"y = 0.0024x2.4632"]
[]
[]
["Kälteerzeugung","Nutzungsgrad"]
["Kompaktkältemaschine 7°C",3]
["Kompaktkältemaschine 14°C",4]
["Kältemaschine 7°C",4]
["Kältemaschine 14°C",7.5]
["Direktkühlung Erdreich",15]
["Direktkühlung Grundwasser",15]
["Tiefkühlanlage -20°C",2]
["Pluskühlanlage",3]

{"sheet":"Berechnung HG","index":49,"n_rows":235,"n_cols":40,"rows_kept":235,"cut":false,"hidden":true,"merged":[]}
["Berechnung HG",null,null,null,null,null,null,null,null,null,null,null,null,null,"Daten Lüftungsanlagen"]
[null,null,null,null,null,null,null,null,null,null,null,null,null,null,"Leistung kW","LU (1)","LU (2)","LU (3)","LU (4)","LU (5)","LU (6)","LU (7)","LU (8)","LU (9)","LU (10)","Total","LU (1)","LU (2)","LU (3)","LU (4)","LU (5)","LU (6)","LU (7)","LU (8)","LU (9)","LU (10)","Total"]
["Grundlage Berechnung",null,null,"alt","optimiert","H04","nein",null,null,null,null,null,null,null,"Bestehend",{"$f":"'L01'!$E$8","v":0},{"$f":"'L02'!$E$8","v":0},{"$f":"'L03'!$E$8","v":0},{"$f":"'L04'!$E$8","v":0},{"$f":"'L05'!$E$8","v":0},{"$f":"'L06'!$E$8","v":0},{"$f":"'L07'!$E$8","v":0},{"$f":"'L08'!$E$8","v":0},{"$f":"'L09'!$E$8","v":0},{"$f":"'L10'!$E$8","v":0},"Summe",{"$f":"P3","v":0},{"$f":"Q3","v":0},{"$f":"R3","v":0},0,0,0,0,0,0,0,"Summe"]
["Kennwerte:","Beheizte Fläche",null,50,50,null,"ja",null,null,null,null,null,null,null,"Tab",{"$f":"IF(P3=$F$3,1,0)","v":0},{"$f":"IF(Q3=$F$3,1,0)","v":0},0,0,0,0,0,0,0,0,{"$f":"SUM(P4:Y4)","v":0}]
[null,"Aussentemperatur Auslegung",null,{"$error":"#N/A"},{"$error":"#N/A"},null,null,null,null,null,null,null,null,null,-25,{"$f":"IF($F$3=P$3,'L01'!$M64,0)","v":0},{"$f":"IF($F$3=Q$3,'L02'!$M64,0)","v":0},{"$f":"IF($F$3=R$3,'L03'!$M64,0)","v":0},{"$f":"IF($F$3=S$3,'L04'!$M64,0)","v":0},{"$f":"IF($F$3=T$3,'L05'!$M64,0)","v":0},{"$f":"IF($F$3=U$3,'L06'!$M64,0)","v":0},{"$f":"IF($F$3=V$3,'L07'!$M64,0)","v":0},{"$f":"IF($F$3=W$3,'L08'!$M64,0)","v":0},{"$f":"IF($F$3=X$3,'L09'!$M64,0)","v":0},{"$f":"IF($F$3=Y$3,'L10'!$M64,0)","v":0},{"$f":"SUM(P5:Y5)","v":0},{"$f":"IF($F$3=AA$3,'L01'!$N64,0)","v":0},{"$f":"IF($F$3=AB$3,'L02'!$N64,0)","v":0},{"$f":"IF($F$3=AC$3,'L03'!$N64,0)","v":0},{"$f":"IF($F$3=AD$3,'L04'!$N64,0)","v":0},{"$f":"IF($F$3=AE$3,'L05'!$N64,0)","v":0},{"$f":"IF($F$3=AF$3,'L06'!$N64,0)","v":0},{"$f":"IF($F$3=AG$3,'L07'!$N64,0)","v":0},{"$f":"IF($F$3=AH$3,'L08'!$N64,0)","v":0},{"$f":"IF($F$3=AI$3,'L09'!$N64,0)","v":0},{"$f":"IF($F$3=AJ$3,'L10'!$N64,0)","v":0},{"$f":"SUM(AA5:AJ5)","v":0}]
[null,"Vorlauftemp. bei Auslegung",null,"","",null,null,null,null,null,null,null,null,null,-24,{"$f":"IF($F$3=P$3,'L01'!$M65,0)","v":0},{"$f":"IF($F$3=Q$3,'L02'!$M65,0)","v":0},{"$f":"IF($F$3=R$3,'L03'!$M65,0)","v":0},{"$f":"IF($F$3=S$3,'L04'!$M65,0)","v":0},{"$f":"IF($F$3=T$3,'L05'!$M65,0)","v":0},{"$f":"IF($F$3=U$3,'L06'!$M65,0)","v":0},{"$f":"IF($F$3=V$3,'L07'!$M65,0)","v":0},{"$f":"IF($F$3=W$3,'L08'!$M65,0)","v":0},{"$f":"IF($F$3=X$3,'L09'!$M65,0)","v":0},{"$f":"IF($F$3=Y$3,'L10'!$M65,0)","v":0},{"$f":"SUM(P6:Y6)","v":0},{"$f":"IF($F$3=AA$3,'L01'!$N65,0)","v":0},{"$f":"IF($F$3=AB$3,'L02'!$N65,0)","v":0},{"$f":"IF($F$3=AC$3,'L03'!$N65,0)","v":0},{"$f":"IF($F$3=AD$3,'L04'!$N65,0)","v":0},{"$f":"IF($F$3=AE$3,'L05'!$N65,0)","v":0},{"$f":"IF($F$3=AF$3,'L06'!$N65,0)","v":0},{"$f":"IF($F$3=AG$3,'L07'!$N65,0)","v":0},{"$f":"IF($F$3=AH$3,'L08'!$N65,0)","v":0},{"$f":"IF($F$3=AI$3,'L09'!$N65,0)","v":0},{"$f":"IF($F$3=AJ$3,'L10'!$N65,0)","v":0},{"$f":"SUM(AA6:AJ6)","v":0}]
[null,"Rücklauftemp. bei Auslegung",null,{"$error":"#VALUE!"},{"$error":"#VALUE!"},null,"nein",null,null,null,null,null,null,null,-23,{"$f":"IF($F$3=P$3,'L01'!$M66,0)","v":0},{"$f":"IF($F$3=Q$3,'L02'!$M66,0)","v":0},{"$f":"IF($F$3=R$3,'L03'!$M66,0)","v":0},{"$f":"IF($F$3=S$3,'L04'!$M66,0)","v":0},{"$f":"IF($F$3=T$3,'L05'!$M66,0)","v":0},{"$f":"IF($F$3=U$3,'L06'!$M66,0)","v":0},{"$f":"IF($F$3=V$3,'L07'!$M66,0)","v":0},{"$f":"IF($F$3=W$3,'L08'!$M66,0)","v":0},{"$f":"IF($F$3=X$3,'L09'!$M66,0)","v":0},{"$f":"IF($F$3=Y$3,'L10'!$M66,0)","v":0},0,{"$f":"IF($F$3=AA$3,'L01'!$N66,0)","v":0},{"$f":"IF($F$3=AB$3,'L02'!$N66,0)","v":0},{"$f":"IF($F$3=AC$3,'L03'!$N66,0)","v":0},{"$f":"IF($F$3=AD$3,'L04'!$N66,0)","v":0},{"$f":"IF($F$3=AE$3,'L05'!$N66,0)","v":0},{"$f":"IF($F$3=AF$3,'L06'!$N66,0)","v":0},{"$f":"IF($F$3=AG$3,'L07'!$N66,0)","v":0},{"$f":"IF($F$3=AH$3,'L08'!$N66,0)","v":0},{"$f":"IF($F$3=AI$3,'L09'!$N66,0)","v":0},{"$f":"IF($F$3=AJ$3,'L10'!$N66,0)","v":0},0]
[null,"Wärmebedarf \nbei Aussentemperatur",null,{"$error":"#VALUE!"},null,null,"ja",null,null,null,null,null,null,null,-22,{"$f":"IF($F$3=P$3,'L01'!$M67,0)","v":0},{"$f":"IF($F$3=Q$3,'L02'!$M67,0)","v":0},{"$f":"IF($F$3=R$3,'L03'!$M67,0)","v":0},{"$f":"IF($F$3=S$3,'L04'!$M67,0)","v":0},{"$f":"IF($F$3=T$3,'L05'!$M67,0)","v":0},{"$f":"IF($F$3=U$3,'L06'!$M67,0)","v":0},{"$f":"IF($F$3=V$3,'L07'!$M67,0)","v":0},{"$f":"IF($F$3=W$3,'L08'!$M67,0)","v":0},{"$f":"IF($F$3=X$3,'L09'!$M67,0)","v":0},{"$f":"IF($F$3=Y$3,'L10'!$M67,0)","v":0},0,{"$f":"IF($F$3=AA$3,'L01'!$N67,0)","v":0},{"$f":"IF($F$3=AB$3,'L02'!$N67,0)","v":0},{"$f":"IF($F$3=AC$3,'L03'!$N67,0)","v":0},{"$f":"IF($F$3=AD$3,'L04'!$N67,0)","v":0},{"$f":"IF($F$3=AE$3,'L05'!$N67,0)","v":0},{"$f":"IF($F$3=AF$3,'L06'!$N67,0)","v":0},{"$f":"IF($F$3=AG$3,'L07'!$N67,0)","v":0},{"$f":"IF($F$3=AH$3,'L08'!$N67,0)","v":0},{"$f":"IF($F$3=AI$3,'L09'!$N67,0)","v":0},{"$f":"IF($F$3=AJ$3,'L10'!$N67,0)","v":0},0]
[null,"Länge Leitungsnetz gedämmt",null,{"$error":"#VALUE!"},{"$error":"#VALUE!"},null,null,null,null,null,null,null,null,null,-21,{"$f":"IF($F$3=P$3,'L01'!$M68,0)","v":0},{"$f":"IF($F$3=Q$3,'L02'!$M68,0)","v":0},{"$f":"IF($F$3=R$3,'L03'!$M68,0)","v":0},{"$f":"IF($F$3=S$3,'L04'!$M68,0)","v":0},{"$f":"IF($F$3=T$3,'L05'!$M68,0)","v":0},{"$f":"IF($F$3=U$3,'L06'!$M68,0)","v":0},{"$f":"IF($F$3=V$3,'L07'!$M68,0)","v":0},{"$f":"IF($F$3=W$3,'L08'!$M68,0)","v":0},{"$f":"IF($F$3=X$3,'L09'!$M68,0)","v":0},{"$f":"IF($F$3=Y$3,'L10'!$M68,0)","v":0},0,{"$f":"IF($F$3=AA$3,'L01'!$N68,0)","v":0},{"$f":"IF($F$3=AB$3,'L02'!$N68,0)","v":0},{"$f":"IF($F$3=AC$3,'L03'!$N68,0)","v":0},{"$f":"IF($F$3=AD$3,'L04'!$N68,0)","v":0},{"$f":"IF($F$3=AE$3,'L05'!$N68,0)","v":0},{"$f":"IF($F$3=AF$3,'L06'!$N68,0)","v":0},{"$f":"IF($F$3=AG$3,'L07'!$N68,0)","v":0},{"$f":"IF($F$3=AH$3,'L08'!$N68,0)","v":0},{"$f":"IF($F$3=AI$3,'L09'!$N68,0)","v":0},{"$f":"IF($F$3=AJ$3,'L10'!$N68,0)","v":0},0]
[null,"Länge Leitungsnetz ungedämmt",null,{"$error":"#VALUE!"},{"$error":"#VALUE!"},null,null,null,null,null,null,null,null,null,-20,{"$f":"IF($F$3=P$3,'L01'!$M69,0)","v":0},{"$f":"IF($F$3=Q$3,'L02'!$M69,0)","v":0},{"$f":"IF($F$3=R$3,'L03'!$M69,0)","v":0},{"$f":"IF($F$3=S$3,'L04'!$M69,0)","v":0},{"$f":"IF($F$3=T$3,'L05'!$M69,0)","v":0},{"$f":"IF($F$3=U$3,'L06'!$M69,0)","v":0},{"$f":"IF($F$3=V$3,'L07'!$M69,0)","v":0},{"$f":"IF($F$3=W$3,'L08'!$M69,0)","v":0},{"$f":"IF($F$3=X$3,'L09'!$M69,0)","v":0},{"$f":"IF($F$3=Y$3,'L10'!$M69,0)","v":0},0,{"$f":"IF($F$3=AA$3,'L01'!$N69,0)","v":0},{"$f":"IF($F$3=AB$3,'L02'!$N69,0)","v":0},{"$f":"IF($F$3=AC$3,'L03'!$N69,0)","v":0},{"$f":"IF($F$3=AD$3,'L04'!$N69,0)","v":0},{"$f":"IF($F$3=AE$3,'L05'!$N69,0)","v":0},{"$f":"IF($F$3=AF$3,'L06'!$N69,0)","v":0},{"$f":"IF($F$3=AG$3,'L07'!$N69,0)","v":0},{"$f":"IF($F$3=AH$3,'L08'!$N69,0)","v":0},{"$f":"IF($F$3=AI$3,'L09'!$N69,0)","v":0},{"$f":"IF($F$3=AJ$3,'L10'!$N69,0)","v":0},0]
[null,"Durchmesser Leitungsnetz",null,{"$error":"#VALUE!"},{"$error":"#VALUE!"},null,null,null,null,null,null,null,null,null,-19,{"$f":"IF($F$3=P$3,'L01'!$M70,0)","v":0},{"$f":"IF($F$3=Q$3,'L02'!$M70,0)","v":0},{"$f":"IF($F$3=R$3,'L03'!$M70,0)","v":0},{"$f":"IF($F$3=S$3,'L04'!$M70,0)","v":0},{"$f":"IF($F$3=T$3,'L05'!$M70,0)","v":0},{"$f":"IF($F$3=U$3,'L06'!$M70,0)","v":0},{"$f":"IF($F$3=V$3,'L07'!$M70,0)","v":0},{"$f":"IF($F$3=W$3,'L08'!$M70,0)","v":0},{"$f":"IF($F$3=X$3,'L09'!$M70,0)","v":0},{"$f":"IF($F$3=Y$3,'L10'!$M70,0)","v":0},0,{"$f":"IF($F$3=AA$3,'L01'!$N70,0)","v":0},{"$f":"IF($F$3=AB$3,'L02'!$N70,0)","v":0},{"$f":"IF($F$3=AC$3,'L03'!$N70,0)","v":0},{"$f":"IF($F$3=AD$3,'L04'!$N70,0)","v":0},{"$f":"IF($F$3=AE$3,'L05'!$N70,0)","v":0},{"$f":"IF($F$3=AF$3,'L06'!$N70,0)","v":0},{"$f":"IF($F$3=AG$3,'L07'!$N70,0)","v":0},{"$f":"IF($F$3=AH$3,'L08'!$N70,0)","v":0},{"$f":"IF($F$3=AI$3,'L09'!$N70,0)","v":0},{"$f":"IF($F$3=AJ$3,'L10'!$N70,0)","v":0},0]
[null,"Volumenstrom Gruppe bei Auslegetemp.",null,{"$error":"#VALUE!"},{"$error":"#VALUE!"},null,null,null,null,null,null,null,null,null,-18,{"$f":"IF($F$3=P$3,'L01'!$M71,0)","v":0},{"$f":"IF($F$3=Q$3,'L02'!$M71,0)","v":0},{"$f":"IF($F$3=R$3,'L03'!$M71,0)","v":0},{"$f":"IF($F$3=S$3,'L04'!$M71,0)","v":0},{"$f":"IF($F$3=T$3,'L05'!$M71,0)","v":0},{"$f":"IF($F$3=U$3,'L06'!$M71,0)","v":0},{"$f":"IF($F$3=V$3,'L07'!$M71,0)","v":0},{"$f":"IF($F$3=W$3,'L08'!$M71,0)","v":0},{"$f":"IF($F$3=X$3,'L09'!$M71,0)","v":0},{"$f":"IF($F$3=Y$3,'L10'!$M71,0)","v":0},0,{"$f":"IF($F$3=AA$3,'L01'!$N71,0)","v":0},{"$f":"IF($F$3=AB$3,'L02'!$N71,0)","v":0},{"$f":"IF($F$3=AC$3,'L03'!$N71,0)","v":0},{"$f":"IF($F$3=AD$3,'L04'!$N71,0)","v":0},{"$f":"IF($F$3=AE$3,'L05'!$N71,0)","v":0},{"$f":"IF($F$3=AF$3,'L06'!$N71,0)","v":0},{"$f":"IF($F$3=AG$3,'L07'!$N71,0)","v":0},{"$f":"IF($F$3=AH$3,'L08'!$N71,0)","v":0},{"$f":"IF($F$3=AI$3,'L09'!$N71,0)","v":0},{"$f":"IF($F$3=AJ$3,'L10'!$N71,0)","v":0},0]
[null,"Leistung der Pumpe",null,{"$error":"#VALUE!"},{"$error":"#VALUE!"},null,null,null,null,null,null,null,null,null,-17,{"$f":"IF($F$3=P$3,'L01'!$M72,0)","v":0},{"$f":"IF($F$3=Q$3,'L02'!$M72,0)","v":0},{"$f":"IF($F$3=R$3,'L03'!$M72,0)","v":0},{"$f":"IF($F$3=S$3,'L04'!$M72,0)","v":0},{"$f":"IF($F$3=T$3,'L05'!$M72,0)","v":0},{"$f":"IF($F$3=U$3,'L06'!$M72,0)","v":0},{"$f":"IF($F$3=V$3,'L07'!$M72,0)","v":0},{"$f":"IF($F$3=W$3,'L08'!$M72,0)","v":0},{"$f":"IF($F$3=X$3,'L09'!$M72,0)","v":0},{"$f":"IF($F$3=Y$3,'L10'!$M72,0)","v":0},0,{"$f":"IF($F$3=AA$3,'L01'!$N72,0)","v":0},{"$f":"IF($F$3=AB$3,'L02'!$N72,0)","v":0},{"$f":"IF($F$3=AC$3,'L03'!$N72,0)","v":0},{"$f":"IF($F$3=AD$3,'L04'!$N72,0)","v":0},{"$f":"IF($F$3=AE$3,'L05'!$N72,0)","v":0},{"$f":"IF($F$3=AF$3,'L06'!$N72,0)","v":0},{"$f":"IF($F$3=AG$3,'L07'!$N72,0)","v":0},{"$f":"IF($F$3=AH$3,'L08'!$N72,0)","v":0},{"$f":"IF($F$3=AI$3,'L09'!$N72,0)","v":0},{"$f":"IF($F$3=AJ$3,'L10'!$N72,0)","v":0},0]
[null,"Art der Heizgruppe",null,"konstanter Volumenstrom",null,null,null,null,"Auslegungsfaktor",null,1,null,null,null,-16,{"$f":"IF($F$3=P$3,'L01'!$M73,0)","v":0},{"$f":"IF($F$3=Q$3,'L02'!$M73,0)","v":0},{"$f":"IF($F$3=R$3,'L03'!$M73,0)","v":0},{"$f":"IF($F$3=S$3,'L04'!$M73,0)","v":0},{"$f":"IF($F$3=T$3,'L05'!$M73,0)","v":0},{"$f":"IF($F$3=U$3,'L06'!$M73,0)","v":0},{"$f":"IF($F$3=V$3,'L07'!$M73,0)","v":0},{"$f":"IF($F$3=W$3,'L08'!$M73,0)","v":0},{"$f":"IF($F$3=X$3,'L09'!$M73,0)","v":0},{"$f":"IF($F$3=Y$3,'L10'!$M73,0)","v":0},0,{"$f":"IF($F$3=AA$3,'L01'!$N73,0)","v":0},{"$f":"IF($F$3=AB$3,'L02'!$N73,0)","v":0},{"$f":"IF($F$3=AC$3,'L03'!$N73,0)","v":0},{"$f":"IF($F$3=AD$3,'L04'!$N73,0)","v":0},{"$f":"IF($F$3=AE$3,'L05'!$N73,0)","v":0},{"$f":"IF($F$3=AF$3,'L06'!$N73,0)","v":0},{"$f":"IF($F$3=AG$3,'L07'!$N73,0)","v":0},{"$f":"IF($F$3=AH$3,'L08'!$N73,0)","v":0},{"$f":"IF($F$3=AI$3,'L09'!$N73,0)","v":0},{"$f":"IF($F$3=AJ$3,'L10'!$N73,0)","v":0},0]
["Regulierung:","Regulierung der Pumpe",null,"mit FU","mit FU",null,null,null,"spez. Energiepreise","Bestehend","Optimiert",null,null,null,-15,{"$f":"IF($F$3=P$3,'L01'!$M74,0)","v":0},{"$f":"IF($F$3=Q$3,'L02'!$M74,0)","v":0},{"$f":"IF($F$3=R$3,'L03'!$M74,0)","v":0},{"$f":"IF($F$3=S$3,'L04'!$M74,0)","v":0},{"$f":"IF($F$3=T$3,'L05'!$M74,0)","v":0},{"$f":"IF($F$3=U$3,'L06'!$M74,0)","v":0},{"$f":"IF($F$3=V$3,'L07'!$M74,0)","v":0},{"$f":"IF($F$3=W$3,'L08'!$M74,0)","v":0},{"$f":"IF($F$3=X$3,'L09'!$M74,0)","v":0},{"$f":"IF($F$3=Y$3,'L10'!$M74,0)","v":0},0,{"$f":"IF($F$3=AA$3,'L01'!$N74,0)","v":0},{"$f":"IF($F$3=AB$3,'L02'!$N74,0)","v":0},{"$f":"IF($F$3=AC$3,'L03'!$N74,0)","v":0},{"$f":"IF($F$3=AD$3,'L04'!$N74,0)","v":0},{"$f":"IF($F$3=AE$3,'L05'!$N74,0)","v":0},{"$f":"IF($F$3=AF$3,'L06'!$N74,0)","v":0},{"$f":"IF($F$3=AG$3,'L07'!$N74,0)","v":0},{"$f":"IF($F$3=AH$3,'L08'!$N74,0)","v":0},{"$f":"IF($F$3=AI$3,'L09'!$N74,0)","v":0},{"$f":"IF($F$3=AJ$3,'L10'!$N74,0)","v":0},0]
[null,"Regulierung der Raumtemperatur",null,"Einzelraum","Einzelraum",null,null,null,{"$f":"Grundlagendaten!L65","v":"Elektrizität"},{"$f":"VLOOKUP('Berechnung HG'!I16,Startblatt!$B$21:$E$26,4,FALSE)","v":{"$error":"#N/A"}},{"$f":"VLOOKUP('Berechnung HG'!I16,Startblatt!$B$21:$E$26,4,FALSE)","v":{"$error":"#N/A"}},"Rp. / kWh",null,null,-14,{"$f":"IF($F$3=P$3,'L01'!$M75,0)","v":0},{"$f":"IF($F$3=Q$3,'L02'!$M75,0)","v":0},{"$f":"IF($F$3=R$3,'L03'!$M75,0)","v":0},{"$f":"IF($F$3=S$3,'L04'!$M75,0)","v":0},{"$f":"IF($F$3=T$3,'L05'!$M75,0)","v":0},{"$f":"IF($F$3=U$3,'L06'!$M75,0)","v":0},{"$f":"IF($F$3=V$3,'L07'!$M75,0)","v":0},{"$f":"IF($F$3=W$3,'L08'!$M75,0)","v":0},{"$f":"IF($F$3=X$3,'L09'!$M75,0)","v":0},{"$f":"IF($F$3=Y$3,'L10'!$M75,0)","v":0},0,{"$f":"IF($F$3=AA$3,'L01'!$N75,0)","v":0},{"$f":"IF($F$3=AB$3,'L02'!$N75,0)","v":0},{"$f":"IF($F$3=AC$3,'L03'!$N75,0)","v":0},{"$f":"IF($F$3=AD$3,'L04'!$N75,0)","v":0},{"$f":"IF($F$3=AE$3,'L05'!$N75,0)","v":0},{"$f":"IF($F$3=AF$3,'L06'!$N75,0)","v":0},{"$f":"IF($F$3=AG$3,'L07'!$N75,0)","v":0},{"$f":"IF($F$3=AH$3,'L08'!$N75,0)","v":0},{"$f":"IF($F$3=AI$3,'L09'!$N75,0)","v":0},{"$f":"IF($F$3=AJ$3,'L10'!$N75,0)","v":0},0]
["Parameter:","Art des Wärmebedarfs ",null,"Raumwärme","Raumwärme",null,null,null,"Wärme",{"$f":"'Berechnung WE'!C849*100","v":{"$error":"#DIV/0!"}},{"$f":"'Berechnung WE'!D849*100","v":{"$error":"#DIV/0!"}},"Rp. / kWh",null,null,-13,{"$f":"IF($F$3=P$3,'L01'!$M76,0)","v":0},{"$f":"IF($F$3=Q$3,'L02'!$M76,0)","v":0},{"$f":"IF($F$3=R$3,'L03'!$M76,0)","v":0},{"$f":"IF($F$3=S$3,'L04'!$M76,0)","v":0},{"$f":"IF($F$3=T$3,'L05'!$M76,0)","v":0},{"$f":"IF($F$3=U$3,'L06'!$M76,0)","v":0},{"$f":"IF($F$3=V$3,'L07'!$M76,0)","v":0},{"$f":"IF($F$3=W$3,'L08'!$M76,0)","v":0},{"$f":"IF($F$3=X$3,'L09'!$M76,0)","v":0},{"$f":"IF($F$3=Y$3,'L10'!$M76,0)","v":0},0,{"$f":"IF($F$3=AA$3,'L01'!$N76,0)","v":0},{"$f":"IF($F$3=AB$3,'L02'!$N76,0)","v":0},{"$f":"IF($F$3=AC$3,'L03'!$N76,0)","v":0},{"$f":"IF($F$3=AD$3,'L04'!$N76,0)","v":0},{"$f":"IF($F$3=AE$3,'L05'!$N76,0)","v":0},{"$f":"IF($F$3=AF$3,'L06'!$N76,0)","v":0},{"$f":"IF($F$3=AG$3,'L07'!$N76,0)","v":0},{"$f":"IF($F$3=AH$3,'L08'!$N76,0)","v":0},{"$f":"IF($F$3=AI$3,'L09'!$N76,0)","v":0},{"$f":"IF($F$3=AJ$3,'L10'!$N76,0)","v":0},0]
[null,"Heizgrenze",null,0,0,null,null,null,"Kälte",{"$f":"KE!$Z$62","v":{"$error":"#N/A"}},{"$f":"KE!$AA$62","v":{"$error":"#N/A"}},"Rp. / kWh",null,null,-12,{"$f":"IF($F$3=P$3,'L01'!$M77,0)","v":0},{"$f":"IF($F$3=Q$3,'L02'!$M77,0)","v":0},{"$f":"IF($F$3=R$3,'L03'!$M77,0)","v":0},{"$f":"IF($F$3=S$3,'L04'!$M77,0)","v":0},{"$f":"IF($F$3=T$3,'L05'!$M77,0)","v":0},{"$f":"IF($F$3=U$3,'L06'!$M77,0)","v":0},{"$f":"IF($F$3=V$3,'L07'!$M77,0)","v":0},{"$f":"IF($F$3=W$3,'L08'!$M77,0)","v":0},{"$f":"IF($F$3=X$3,'L09'!$M77,0)","v":0},{"$f":"IF($F$3=Y$3,'L10'!$M77,0)","v":0},0,{"$f":"IF($F$3=AA$3,'L01'!$N77,0)","v":0},{"$f":"IF($F$3=AB$3,'L02'!$N77,0)","v":0},{"$f":"IF($F$3=AC$3,'L03'!$N77,0)","v":0},{"$f":"IF($F$3=AD$3,'L04'!$N77,0)","v":0},{"$f":"IF($F$3=AE$3,'L05'!$N77,0)","v":0},{"$f":"IF($F$3=AF$3,'L06'!$N77,0)","v":0},{"$f":"IF($F$3=AG$3,'L07'!$N77,0)","v":0},{"$f":"IF($F$3=AH$3,'L08'!$N77,0)","v":0},{"$f":"IF($F$3=AI$3,'L09'!$N77,0)","v":0},{"$f":"IF($F$3=AJ$3,'L10'!$N77,0)","v":0},0]
[null,"Heizgrenze abgsenkt",null,0,0,null,null,null,{"$f":"Grundlagendaten!L67","v":"Wasser"},{"$f":"VLOOKUP('Berechnung HG'!I19,Startblatt!$B$21:$E$26,4,FALSE)*100","v":185},{"$f":"VLOOKUP('Berechnung HG'!I19,Startblatt!$B$21:$E$26,4,FALSE)*100","v":185},"Rp. / m3",null,null,-11,{"$f":"IF($F$3=P$3,'L01'!$M78,0)","v":0},{"$f":"IF($F$3=Q$3,'L02'!$M78,0)","v":0},{"$f":"IF($F$3=R$3,'L03'!$M78,0)","v":0},{"$f":"IF($F$3=S$3,'L04'!$M78,0)","v":0},{"$f":"IF($F$3=T$3,'L05'!$M78,0)","v":0},{"$f":"IF($F$3=U$3,'L06'!$M78,0)","v":0},{"$f":"IF($F$3=V$3,'L07'!$M78,0)","v":0},{"$f":"IF($F$3=W$3,'L08'!$M78,0)","v":0},{"$f":"IF($F$3=X$3,'L09'!$M78,0)","v":0},{"$f":"IF($F$3=Y$3,'L10'!$M78,0)","v":0},0,{"$f":"IF($F$3=AA$3,'L01'!$N78,0)","v":0},{"$f":"IF($F$3=AB$3,'L02'!$N78,0)","v":0},{"$f":"IF($F$3=AC$3,'L03'!$N78,0)","v":0},{"$f":"IF($F$3=AD$3,'L04'!$N78,0)","v":0},{"$f":"IF($F$3=AE$3,'L05'!$N78,0)","v":0},{"$f":"IF($F$3=AF$3,'L06'!$N78,0)","v":0},{"$f":"IF($F$3=AG$3,'L07'!$N78,0)","v":0},{"$f":"IF($F$3=AH$3,'L08'!$N78,0)","v":0},{"$f":"IF($F$3=AI$3,'L09'!$N78,0)","v":0},{"$f":"IF($F$3=AJ$3,'L10'!$N78,0)","v":0},0]
[null,"Gebäudezeitkonstante",null,0,0,null,null,null,null,null,null,null,null,null,-10,{"$f":"IF($F$3=P$3,'L01'!$M79,0)","v":0},{"$f":"IF($F$3=Q$3,'L02'!$M79,0)","v":0},{"$f":"IF($F$3=R$3,'L03'!$M79,0)","v":0},{"$f":"IF($F$3=S$3,'L04'!$M79,0)","v":0},{"$f":"IF($F$3=T$3,'L05'!$M79,0)","v":0},{"$f":"IF($F$3=U$3,'L06'!$M79,0)","v":0},{"$f":"IF($F$3=V$3,'L07'!$M79,0)","v":0},{"$f":"IF($F$3=W$3,'L08'!$M79,0)","v":0},{"$f":"IF($F$3=X$3,'L09'!$M79,0)","v":0},{"$f":"IF($F$3=Y$3,'L10'!$M79,0)","v":0},0,{"$f":"IF($F$3=AA$3,'L01'!$N79,0)","v":0},{"$f":"IF($F$3=AB$3,'L02'!$N79,0)","v":0},{"$f":"IF($F$3=AC$3,'L03'!$N79,0)","v":0},{"$f":"IF($F$3=AD$3,'L04'!$N79,0)","v":0},{"$f":"IF($F$3=AE$3,'L05'!$N79,0)","v":0},{"$f":"IF($F$3=AF$3,'L06'!$N79,0)","v":0},{"$f":"IF($F$3=AG$3,'L07'!$N79,0)","v":0},{"$f":"IF($F$3=AH$3,'L08'!$N79,0)","v":0},{"$f":"IF($F$3=AI$3,'L09'!$N79,0)","v":0},{"$f":"IF($F$3=AJ$3,'L10'!$N79,0)","v":0},0]
[null,"Raumtemperatur",null,22,22,null,null,null,null,null,null,null,null,null,-9,{"$f":"IF($F$3=P$3,'L01'!$M80,0)","v":0},{"$f":"IF($F$3=Q$3,'L02'!$M80,0)","v":0},{"$f":"IF($F$3=R$3,'L03'!$M80,0)","v":0},{"$f":"IF($F$3=S$3,'L04'!$M80,0)","v":0},{"$f":"IF($F$3=T$3,'L05'!$M80,0)","v":0},{"$f":"IF($F$3=U$3,'L06'!$M80,0)","v":0},{"$f":"IF($F$3=V$3,'L07'!$M80,0)","v":0},{"$f":"IF($F$3=W$3,'L08'!$M80,0)","v":0},{"$f":"IF($F$3=X$3,'L09'!$M80,0)","v":0},{"$f":"IF($F$3=Y$3,'L10'!$M80,0)","v":0},0,{"$f":"IF($F$3=AA$3,'L01'!$N80,0)","v":0},{"$f":"IF($F$3=AB$3,'L02'!$N80,0)","v":0},{"$f":"IF($F$3=AC$3,'L03'!$N80,0)","v":0},{"$f":"IF($F$3=AD$3,'L04'!$N80,0)","v":0},{"$f":"IF($F$3=AE$3,'L05'!$N80,0)","v":0},{"$f":"IF($F$3=AF$3,'L06'!$N80,0)","v":0},{"$f":"IF($F$3=AG$3,'L07'!$N80,0)","v":0},{"$f":"IF($F$3=AH$3,'L08'!$N80,0)","v":0},{"$f":"IF($F$3=AI$3,'L09'!$N80,0)","v":0},{"$f":"IF($F$3=AJ$3,'L10'!$N80,0)","v":0},0]
["Kontrolle / Korrektur","Zeitfaktor Regulierung Druckdifferenz",null,1,null,null,null,null,null,null,null,null,null,null,-8,{"$f":"IF($F$3=P$3,'L01'!$M81,0)","v":0},{"$f":"IF($F$3=Q$3,'L02'!$M81,0)","v":0},{"$f":"IF($F$3=R$3,'L03'!$M81,0)","v":0},{"$f":"IF($F$3=S$3,'L04'!$M81,0)","v":0},{"$f":"IF($F$3=T$3,'L05'!$M81,0)","v":0},{"$f":"IF($F$3=U$3,'L06'!$M81,0)","v":0},{"$f":"IF($F$3=V$3,'L07'!$M81,0)","v":0},{"$f":"IF($F$3=W$3,'L08'!$M81,0)","v":0},{"$f":"IF($F$3=X$3,'L09'!$M81,0)","v":0},{"$f":"IF($F$3=Y$3,'L10'!$M81,0)","v":0},0,{"$f":"IF($F$3=AA$3,'L01'!$N81,0)","v":0},{"$f":"IF($F$3=AB$3,'L02'!$N81,0)","v":0},{"$f":"IF($F$3=AC$3,'L03'!$N81,0)","v":0},{"$f":"IF($F$3=AD$3,'L04'!$N81,0)","v":0},{"$f":"IF($F$3=AE$3,'L05'!$N81,0)","v":0},{"$f":"IF($F$3=AF$3,'L06'!$N81,0)","v":0},{"$f":"IF($F$3=AG$3,'L07'!$N81,0)","v":0},{"$f":"IF($F$3=AH$3,'L08'!$N81,0)","v":0},{"$f":"IF($F$3=AI$3,'L09'!$N81,0)","v":0},{"$f":"IF($F$3=AJ$3,'L10'!$N81,0)","v":0},0]
["Faktoren für Berechnung","Reduktion Raumtemp. bei Einzelraumreg.",null,1,"K",null,null,null,null,null,null,null,null,null,-7,{"$f":"IF($F$3=P$3,'L01'!$M82,0)","v":0},{"$f":"IF($F$3=Q$3,'L02'!$M82,0)","v":0},{"$f":"IF($F$3=R$3,'L03'!$M82,0)","v":0},{"$f":"IF($F$3=S$3,'L04'!$M82,0)","v":0},{"$f":"IF($F$3=T$3,'L05'!$M82,0)","v":0},{"$f":"IF($F$3=U$3,'L06'!$M82,0)","v":0},{"$f":"IF($F$3=V$3,'L07'!$M82,0)","v":0},{"$f":"IF($F$3=W$3,'L08'!$M82,0)","v":0},{"$f":"IF($F$3=X$3,'L09'!$M82,0)","v":0},{"$f":"IF($F$3=Y$3,'L10'!$M82,0)","v":0},0,{"$f":"IF($F$3=AA$3,'L01'!$N82,0)","v":0},{"$f":"IF($F$3=AB$3,'L02'!$N82,0)","v":0},{"$f":"IF($F$3=AC$3,'L03'!$N82,0)","v":0},{"$f":"IF($F$3=AD$3,'L04'!$N82,0)","v":0},{"$f":"IF($F$3=AE$3,'L05'!$N82,0)","v":0},{"$f":"IF($F$3=AF$3,'L06'!$N82,0)","v":0},{"$f":"IF($F$3=AG$3,'L07'!$N82,0)","v":0},{"$f":"IF($F$3=AH$3,'L08'!$N82,0)","v":0},{"$f":"IF($F$3=AI$3,'L09'!$N82,0)","v":0},{"$f":"IF($F$3=AJ$3,'L10'!$N82,0)","v":0},0]
[null,"Reduktion Max. Leistung bei Prozesskälte",null,0.8,null,null,null,null,null,null,null,null,null,null,-6,{"$f":"IF($F$3=P$3,'L01'!$M83,0)","v":0},{"$f":"IF($F$3=Q$3,'L02'!$M83,0)","v":0},{"$f":"IF($F$3=R$3,'L03'!$M83,0)","v":0},{"$f":"IF($F$3=S$3,'L04'!$M83,0)","v":0},{"$f":"IF($F$3=T$3,'L05'!$M83,0)","v":0},{"$f":"IF($F$3=U$3,'L06'!$M83,0)","v":0},{"$f":"IF($F$3=V$3,'L07'!$M83,0)","v":0},{"$f":"IF($F$3=W$3,'L08'!$M83,0)","v":0},{"$f":"IF($F$3=X$3,'L09'!$M83,0)","v":0},{"$f":"IF($F$3=Y$3,'L10'!$M83,0)","v":0},0,{"$f":"IF($F$3=AA$3,'L01'!$N83,0)","v":0},{"$f":"IF($F$3=AB$3,'L02'!$N83,0)","v":0},{"$f":"IF($F$3=AC$3,'L03'!$N83,0)","v":0},{"$f":"IF($F$3=AD$3,'L04'!$N83,0)","v":0},{"$f":"IF($F$3=AE$3,'L05'!$N83,0)","v":0},{"$f":"IF($F$3=AF$3,'L06'!$N83,0)","v":0},{"$f":"IF($F$3=AG$3,'L07'!$N83,0)","v":0},{"$f":"IF($F$3=AH$3,'L08'!$N83,0)","v":0},{"$f":"IF($F$3=AI$3,'L09'!$N83,0)","v":0},{"$f":"IF($F$3=AJ$3,'L10'!$N83,0)","v":0},0]
[null,"Delta RT durch internen Lasten",null,0,"K",null,null,null,null,null,null,null,null,null,-5,{"$f":"IF($F$3=P$3,'L01'!$M84,0)","v":0},{"$f":"IF($F$3=Q$3,'L02'!$M84,0)","v":0},{"$f":"IF($F$3=R$3,'L03'!$M84,0)","v":0},{"$f":"IF($F$3=S$3,'L04'!$M84,0)","v":0},{"$f":"IF($F$3=T$3,'L05'!$M84,0)","v":0},{"$f":"IF($F$3=U$3,'L06'!$M84,0)","v":0},{"$f":"IF($F$3=V$3,'L07'!$M84,0)","v":0},{"$f":"IF($F$3=W$3,'L08'!$M84,0)","v":0},{"$f":"IF($F$3=X$3,'L09'!$M84,0)","v":0},{"$f":"IF($F$3=Y$3,'L10'!$M84,0)","v":0},0,{"$f":"IF($F$3=AA$3,'L01'!$N84,0)","v":0},{"$f":"IF($F$3=AB$3,'L02'!$N84,0)","v":0},{"$f":"IF($F$3=AC$3,'L03'!$N84,0)","v":0},{"$f":"IF($F$3=AD$3,'L04'!$N84,0)","v":0},{"$f":"IF($F$3=AE$3,'L05'!$N84,0)","v":0},{"$f":"IF($F$3=AF$3,'L06'!$N84,0)","v":0},{"$f":"IF($F$3=AG$3,'L07'!$N84,0)","v":0},{"$f":"IF($F$3=AH$3,'L08'!$N84,0)","v":0},{"$f":"IF($F$3=AI$3,'L09'!$N84,0)","v":0},{"$f":"IF($F$3=AJ$3,'L10'!$N84,0)","v":0},0]
[null,"Reduktionsfaktor Pumpe mit FU",null,0.5,null,null,null,null,null,null,null,null,null,null,-4,{"$f":"IF($F$3=P$3,'L01'!$M85,0)","v":0},{"$f":"IF($F$3=Q$3,'L02'!$M85,0)","v":0},{"$f":"IF($F$3=R$3,'L03'!$M85,0)","v":0},{"$f":"IF($F$3=S$3,'L04'!$M85,0)","v":0},{"$f":"IF($F$3=T$3,'L05'!$M85,0)","v":0},{"$f":"IF($F$3=U$3,'L06'!$M85,0)","v":0},{"$f":"IF($F$3=V$3,'L07'!$M85,0)","v":0},{"$f":"IF($F$3=W$3,'L08'!$M85,0)","v":0},{"$f":"IF($F$3=X$3,'L09'!$M85,0)","v":0},{"$f":"IF($F$3=Y$3,'L10'!$M85,0)","v":0},0,{"$f":"IF($F$3=AA$3,'L01'!$N85,0)","v":0},{"$f":"IF($F$3=AB$3,'L02'!$N85,0)","v":0},{"$f":"IF($F$3=AC$3,'L03'!$N85,0)","v":0},{"$f":"IF($F$3=AD$3,'L04'!$N85,0)","v":0},{"$f":"IF($F$3=AE$3,'L05'!$N85,0)","v":0},{"$f":"IF($F$3=AF$3,'L06'!$N85,0)","v":0},{"$f":"IF($F$3=AG$3,'L07'!$N85,0)","v":0},{"$f":"IF($F$3=AH$3,'L08'!$N85,0)","v":0},{"$f":"IF($F$3=AI$3,'L09'!$N85,0)","v":0},{"$f":"IF($F$3=AJ$3,'L10'!$N85,0)","v":0},0]
[null,"Technikraumtemperatur",null,20,"°C",null,null,null,null,null,null,null,null,null,-3,{"$f":"IF($F$3=P$3,'L01'!$M86,0)","v":0},{"$f":"IF($F$3=Q$3,'L02'!$M86,0)","v":0},{"$f":"IF($F$3=R$3,'L03'!$M86,0)","v":0},{"$f":"IF($F$3=S$3,'L04'!$M86,0)","v":0},{"$f":"IF($F$3=T$3,'L05'!$M86,0)","v":0},{"$f":"IF($F$3=U$3,'L06'!$M86,0)","v":0},{"$f":"IF($F$3=V$3,'L07'!$M86,0)","v":0},{"$f":"IF($F$3=W$3,'L08'!$M86,0)","v":0},{"$f":"IF($F$3=X$3,'L09'!$M86,0)","v":0},{"$f":"IF($F$3=Y$3,'L10'!$M86,0)","v":0},0,{"$f":"IF($F$3=AA$3,'L01'!$N86,0)","v":0},{"$f":"IF($F$3=AB$3,'L02'!$N86,0)","v":0},{"$f":"IF($F$3=AC$3,'L03'!$N86,0)","v":0},{"$f":"IF($F$3=AD$3,'L04'!$N86,0)","v":0},{"$f":"IF($F$3=AE$3,'L05'!$N86,0)","v":0},{"$f":"IF($F$3=AF$3,'L06'!$N86,0)","v":0},{"$f":"IF($F$3=AG$3,'L07'!$N86,0)","v":0},{"$f":"IF($F$3=AH$3,'L08'!$N86,0)","v":0},{"$f":"IF($F$3=AI$3,'L09'!$N86,0)","v":0},{"$f":"IF($F$3=AJ$3,'L10'!$N86,0)","v":0},0]
[null,"Anzahl Tage bei Regulierung \"Hand\"",null,365,"Tage/Jahr",null,null,null,null,null,null,null,null,null,-2,{"$f":"IF($F$3=P$3,'L01'!$M87,0)","v":0},{"$f":"IF($F$3=Q$3,'L02'!$M87,0)","v":0},{"$f":"IF($F$3=R$3,'L03'!$M87,0)","v":0},{"$f":"IF($F$3=S$3,'L04'!$M87,0)","v":0},{"$f":"IF($F$3=T$3,'L05'!$M87,0)","v":0},{"$f":"IF($F$3=U$3,'L06'!$M87,0)","v":0},{"$f":"IF($F$3=V$3,'L07'!$M87,0)","v":0},{"$f":"IF($F$3=W$3,'L08'!$M87,0)","v":0},{"$f":"IF($F$3=X$3,'L09'!$M87,0)","v":0},{"$f":"IF($F$3=Y$3,'L10'!$M87,0)","v":0},0,{"$f":"IF($F$3=AA$3,'L01'!$N87,0)","v":0},{"$f":"IF($F$3=AB$3,'L02'!$N87,0)","v":0},{"$f":"IF($F$3=AC$3,'L03'!$N87,0)","v":0},{"$f":"IF($F$3=AD$3,'L04'!$N87,0)","v":0},{"$f":"IF($F$3=AE$3,'L05'!$N87,0)","v":0},{"$f":"IF($F$3=AF$3,'L06'!$N87,0)","v":0},{"$f":"IF($F$3=AG$3,'L07'!$N87,0)","v":0},{"$f":"IF($F$3=AH$3,'L08'!$N87,0)","v":0},{"$f":"IF($F$3=AI$3,'L09'!$N87,0)","v":0},{"$f":"IF($F$3=AJ$3,'L10'!$N87,0)","v":0},0]
[null,"Korrektur Faktor Energieverbrauch",null,1,null,null,null,null,null,null,null,null,null,null,-1,{"$f":"IF($F$3=P$3,'L01'!$M88,0)","v":0},{"$f":"IF($F$3=Q$3,'L02'!$M88,0)","v":0},{"$f":"IF($F$3=R$3,'L03'!$M88,0)","v":0},{"$f":"IF($F$3=S$3,'L04'!$M88,0)","v":0},{"$f":"IF($F$3=T$3,'L05'!$M88,0)","v":0},{"$f":"IF($F$3=U$3,'L06'!$M88,0)","v":0},{"$f":"IF($F$3=V$3,'L07'!$M88,0)","v":0},{"$f":"IF($F$3=W$3,'L08'!$M88,0)","v":0},{"$f":"IF($F$3=X$3,'L09'!$M88,0)","v":0},{"$f":"IF($F$3=Y$3,'L10'!$M88,0)","v":0},0,{"$f":"IF($F$3=AA$3,'L01'!$N88,0)","v":0},{"$f":"IF($F$3=AB$3,'L02'!$N88,0)","v":0},{"$f":"IF($F$3=AC$3,'L03'!$N88,0)","v":0},{"$f":"IF($F$3=AD$3,'L04'!$N88,0)","v":0},{"$f":"IF($F$3=AE$3,'L05'!$N88,0)","v":0},{"$f":"IF($F$3=AF$3,'L06'!$N88,0)","v":0},{"$f":"IF($F$3=AG$3,'L07'!$N88,0)","v":0},{"$f":"IF($F$3=AH$3,'L08'!$N88,0)","v":0},{"$f":"IF($F$3=AI$3,'L09'!$N88,0)","v":0},{"$f":"IF($F$3=AJ$3,'L10'!$N88,0)","v":0},0]
[null,"Raumtemperatur bei Auslegung",null,20,null,null,null,null,null,null,null,null,null,null,0,{"$f":"IF($F$3=P$3,'L01'!$M89,0)","v":0},{"$f":"IF($F$3=Q$3,'L02'!$M89,0)","v":0},{"$f":"IF($F$3=R$3,'L03'!$M89,0)","v":0},{"$f":"IF($F$3=S$3,'L04'!$M89,0)","v":0},{"$f":"IF($F$3=T$3,'L05'!$M89,0)","v":0},{"$f":"IF($F$3=U$3,'L06'!$M89,0)","v":0},{"$f":"IF($F$3=V$3,'L07'!$M89,0)","v":0},{"$f":"IF($F$3=W$3,'L08'!$M89,0)","v":0},{"$f":"IF($F$3=X$3,'L09'!$M89,0)","v":0},{"$f":"IF($F$3=Y$3,'L10'!$M89,0)","v":0},0,{"$f":"IF($F$3=AA$3,'L01'!$N89,0)","v":0},{"$f":"IF($F$3=AB$3,'L02'!$N89,0)","v":0},{"$f":"IF($F$3=AC$3,'L03'!$N89,0)","v":0},{"$f":"IF($F$3=AD$3,'L04'!$N89,0)","v":0},{"$f":"IF($F$3=AE$3,'L05'!$N89,0)","v":0},{"$f":"IF($F$3=AF$3,'L06'!$N89,0)","v":0},{"$f":"IF($F$3=AG$3,'L07'!$N89,0)","v":0},{"$f":"IF($F$3=AH$3,'L08'!$N89,0)","v":0},{"$f":"IF($F$3=AI$3,'L09'!$N89,0)","v":0},{"$f":"IF($F$3=AJ$3,'L10'!$N89,0)","v":0},0]
["Betriebszeiten:",null,"Mo - Fr.",null,"Sa",null,"So",null,null,null,null,null,null,null,1,{"$f":"IF($F$3=P$3,'L01'!$M90,0)","v":0},{"$f":"IF($F$3=Q$3,'L02'!$M90,0)","v":0},{"$f":"IF($F$3=R$3,'L03'!$M90,0)","v":0},{"$f":"IF($F$3=S$3,'L04'!$M90,0)","v":0},{"$f":"IF($F$3=T$3,'L05'!$M90,0)","v":0},{"$f":"IF($F$3=U$3,'L06'!$M90,0)","v":0},{"$f":"IF($F$3=V$3,'L07'!$M90,0)","v":0},{"$f":"IF($F$3=W$3,'L08'!$M90,0)","v":0},{"$f":"IF($F$3=X$3,'L09'!$M90,0)","v":0},{"$f":"IF($F$3=Y$3,'L10'!$M90,0)","v":0},0,{"$f":"IF($F$3=AA$3,'L01'!$N90,0)","v":0},{"$f":"IF($F$3=AB$3,'L02'!$N90,0)","v":0},{"$f":"IF($F$3=AC$3,'L03'!$N90,0)","v":0},{"$f":"IF($F$3=AD$3,'L04'!$N90,0)","v":0},{"$f":"IF($F$3=AE$3,'L05'!$N90,0)","v":0},{"$f":"IF($F$3=AF$3,'L06'!$N90,0)","v":0},{"$f":"IF($F$3=AG$3,'L07'!$N90,0)","v":0},{"$f":"IF($F$3=AH$3,'L08'!$N90,0)","v":0},{"$f":"IF($F$3=AI$3,'L09'!$N90,0)","v":0},{"$f":"IF($F$3=AJ$3,'L10'!$N90,0)","v":0},0]
["alt",null,"von","bis","von","bis","von","bis",null,null,null,null,null,null,2,{"$f":"IF($F$3=P$3,'L01'!$M91,0)","v":0},{"$f":"IF($F$3=Q$3,'L02'!$M91,0)","v":0},{"$f":"IF($F$3=R$3,'L03'!$M91,0)","v":0},{"$f":"IF($F$3=S$3,'L04'!$M91,0)","v":0},{"$f":"IF($F$3=T$3,'L05'!$M91,0)","v":0},{"$f":"IF($F$3=U$3,'L06'!$M91,0)","v":0},{"$f":"IF($F$3=V$3,'L07'!$M91,0)","v":0},{"$f":"IF($F$3=W$3,'L08'!$M91,0)","v":0},{"$f":"IF($F$3=X$3,'L09'!$M91,0)","v":0},{"$f":"IF($F$3=Y$3,'L10'!$M91,0)","v":0},0,{"$f":"IF($F$3=AA$3,'L01'!$N91,0)","v":0},{"$f":"IF($F$3=AB$3,'L02'!$N91,0)","v":0},{"$f":"IF($F$3=AC$3,'L03'!$N91,0)","v":0},{"$f":"IF($F$3=AD$3,'L04'!$N91,0)","v":0},{"$f":"IF($F$3=AE$3,'L05'!$N91,0)","v":0},{"$f":"IF($F$3=AF$3,'L06'!$N91,0)","v":0},{"$f":"IF($F$3=AG$3,'L07'!$N91,0)","v":0},{"$f":"IF($F$3=AH$3,'L08'!$N91,0)","v":0},{"$f":"IF($F$3=AI$3,'L09'!$N91,0)","v":0},{"$f":"IF($F$3=AJ$3,'L10'!$N91,0)","v":0},0]
[null,"Normal","00:00:00","23:59:00","00:00:00","23:59:00","00:00:00","23:59:00",null,null,null,null,null,null,3,{"$f":"IF($F$3=P$3,'L01'!$M92,0)","v":0},{"$f":"IF($F$3=Q$3,'L02'!$M92,0)","v":0},{"$f":"IF($F$3=R$3,'L03'!$M92,0)","v":0},{"$f":"IF($F$3=S$3,'L04'!$M92,0)","v":0},{"$f":"IF($F$3=T$3,'L05'!$M92,0)","v":0},{"$f":"IF($F$3=U$3,'L06'!$M92,0)","v":0},{"$f":"IF($F$3=V$3,'L07'!$M92,0)","v":0},{"$f":"IF($F$3=W$3,'L08'!$M92,0)","v":0},{"$f":"IF($F$3=X$3,'L09'!$M92,0)","v":0},{"$f":"IF($F$3=Y$3,'L10'!$M92,0)","v":0},0,{"$f":"IF($F$3=AA$3,'L01'!$N92,0)","v":0},{"$f":"IF($F$3=AB$3,'L02'!$N92,0)","v":0},{"$f":"IF($F$3=AC$3,'L03'!$N92,0)","v":0},{"$f":"IF($F$3=AD$3,'L04'!$N92,0)","v":0},{"$f":"IF($F$3=AE$3,'L05'!$N92,0)","v":0},{"$f":"IF($F$3=AF$3,'L06'!$N92,0)","v":0},{"$f":"IF($F$3=AG$3,'L07'!$N92,0)","v":0},{"$f":"IF($F$3=AH$3,'L08'!$N92,0)","v":0},{"$f":"IF($F$3=AI$3,'L09'!$N92,0)","v":0},{"$f":"IF($F$3=AJ$3,'L10'!$N92,0)","v":0},0]
[null,null,"00:00:00","00:00:00","00:00:00","00:00:00","00:00:00","00:00:00",null,null,null,null,null,null,4,{"$f":"IF($F$3=P$3,'L01'!$M93,0)","v":0},{"$f":"IF($F$3=Q$3,'L02'!$M93,0)","v":0},{"$f":"IF($F$3=R$3,'L03'!$M93,0)","v":0},{"$f":"IF($F$3=S$3,'L04'!$M93,0)","v":0},{"$f":"IF($F$3=T$3,'L05'!$M93,0)","v":0},{"$f":"IF($F$3=U$3,'L06'!$M93,0)","v":0},{"$f":"IF($F$3=V$3,'L07'!$M93,0)","v":0},{"$f":"IF($F$3=W$3,'L08'!$M93,0)","v":0},{"$f":"IF($F$3=X$3,'L09'!$M93,0)","v":0},{"$f":"IF($F$3=Y$3,'L10'!$M93,0)","v":0},0,{"$f":"IF($F$3=AA$3,'L01'!$N93,0)","v":0},{"$f":"IF($F$3=AB$3,'L02'!$N93,0)","v":0},{"$f":"IF($F$3=AC$3,'L03'!$N93,0)","v":0},{"$f":"IF($F$3=AD$3,'L04'!$N93,0)","v":0},{"$f":"IF($F$3=AE$3,'L05'!$N93,0)","v":0},{"$f":"IF($F$3=AF$3,'L06'!$N93,0)","v":0},{"$f":"IF($F$3=AG$3,'L07'!$N93,0)","v":0},{"$f":"IF($F$3=AH$3,'L08'!$N93,0)","v":0},{"$f":"IF($F$3=AI$3,'L09'!$N93,0)","v":0},{"$f":"IF($F$3=AJ$3,'L10'!$N93,0)","v":0},0]
[null,null,null,null,null,null,null,null,null,null,null,null,null,null,5,{"$f":"IF($F$3=P$3,'L01'!$M94,0)","v":0},{"$f":"IF($F$3=Q$3,'L02'!$M94,0)","v":0},{"$f":"IF($F$3=R$3,'L03'!$M94,0)","v":0},{"$f":"IF($F$3=S$3,'L04'!$M94,0)","v":0},{"$f":"IF($F$3=T$3,'L05'!$M94,0)","v":0},{"$f":"IF($F$3=U$3,'L06'!$M94,0)","v":0},{"$f":"IF($F$3=V$3,'L07'!$M94,0)","v":0},{"$f":"IF($F$3=W$3,'L08'!$M94,0)","v":0},{"$f":"IF($F$3=X$3,'L09'!$M94,0)","v":0},{"$f":"IF($F$3=Y$3,'L10'!$M94,0)","v":0},0,{"$f":"IF($F$3=AA$3,'L01'!$N94,0)","v":0},{"$f":"IF($F$3=AB$3,'L02'!$N94,0)","v":0},{"$f":"IF($F$3=AC$3,'L03'!$N94,0)","v":0},{"$f":"IF($F$3=AD$3,'L04'!$N94,0)","v":0},{"$f":"IF($F$3=AE$3,'L05'!$N94,0)","v":0},{"$f":"IF($F$3=AF$3,'L06'!$N94,0)","v":0},{"$f":"IF($F$3=AG$3,'L07'!$N94,0)","v":0},{"$f":"IF($F$3=AH$3,'L08'!$N94,0)","v":0},{"$f":"IF($F$3=AI$3,'L09'!$N94,0)","v":0},{"$f":"IF($F$3=AJ$3,'L10'!$N94,0)","v":0},0]
[null,null,null,null,null,null,null,null,null,null,null,null,null,null,6,{"$f":"IF($F$3=P$3,'L01'!$M95,0)","v":0},{"$f":"IF($F$3=Q$3,'L02'!$M95,0)","v":0},{"$f":"IF($F$3=R$3,'L03'!$M95,0)","v":0},{"$f":"IF($F$3=S$3,'L04'!$M95,0)","v":0},{"$f":"IF($F$3=T$3,'L05'!$M95,0)","v":0},{"$f":"IF($F$3=U$3,'L06'!$M95,0)","v":0},{"$f":"IF($F$3=V$3,'L07'!$M95,0)","v":0},{"$f":"IF($F$3=W$3,'L08'!$M95,0)","v":0},{"$f":"IF($F$3=X$3,'L09'!$M95,0)","v":0},{"$f":"IF($F$3=Y$3,'L10'!$M95,0)","v":0},0,{"$f":"IF($F$3=AA$3,'L01'!$N95,0)","v":0},{"$f":"IF($F$3=AB$3,'L02'!$N95,0)","v":0},{"$f":"IF($F$3=AC$3,'L03'!$N95,0)","v":0},{"$f":"IF($F$3=AD$3,'L04'!$N95,0)","v":0},{"$f":"IF($F$3=AE$3,'L05'!$N95,0)","v":0},{"$f":"IF($F$3=AF$3,'L06'!$N95,0)","v":0},{"$f":"IF($F$3=AG$3,'L07'!$N95,0)","v":0},{"$f":"IF($F$3=AH$3,'L08'!$N95,0)","v":0},{"$f":"IF($F$3=AI$3,'L09'!$N95,0)","v":0},{"$f":"IF($F$3=AJ$3,'L10'!$N95,0)","v":0},0]
[null,"Abgesenkt","00:00:00","00:00:00","00:00:00","00:00:00","00:00:00","00:00:00",null,null,null,null,null,null,7,{"$f":"IF($F$3=P$3,'L01'!$M96,0)","v":0},{"$f":"IF($F$3=Q$3,'L02'!$M96,0)","v":0},{"$f":"IF($F$3=R$3,'L03'!$M96,0)","v":0},{"$f":"IF($F$3=S$3,'L04'!$M96,0)","v":0},{"$f":"IF($F$3=T$3,'L05'!$M96,0)","v":0},{"$f":"IF($F$3=U$3,'L06'!$M96,0)","v":0},{"$f":"IF($F$3=V$3,'L07'!$M96,0)","v":0},{"$f":"IF($F$3=W$3,'L08'!$M96,0)","v":0},{"$f":"IF($F$3=X$3,'L09'!$M96,0)","v":0},{"$f":"IF($F$3=Y$3,'L10'!$M96,0)","v":0},0,{"$f":"IF($F$3=AA$3,'L01'!$N96,0)","v":0},{"$f":"IF($F$3=AB$3,'L02'!$N96,0)","v":0},{"$f":"IF($F$3=AC$3,'L03'!$N96,0)","v":0},{"$f":"IF($F$3=AD$3,'L04'!$N96,0)","v":0},{"$f":"IF($F$3=AE$3,'L05'!$N96,0)","v":0},{"$f":"IF($F$3=AF$3,'L06'!$N96,0)","v":0},{"$f":"IF($F$3=AG$3,'L07'!$N96,0)","v":0},{"$f":"IF($F$3=AH$3,'L08'!$N96,0)","v":0},{"$f":"IF($F$3=AI$3,'L09'!$N96,0)","v":0},{"$f":"IF($F$3=AJ$3,'L10'!$N96,0)","v":0},0]
[null,null,"00:00:00","00:00:00","00:00:00","00:00:00","00:00:00","00:00:00",null,null,null,null,null,null,8,{"$f":"IF($F$3=P$3,'L01'!$M97,0)","v":0},{"$f":"IF($F$3=Q$3,'L02'!$M97,0)","v":0},{"$f":"IF($F$3=R$3,'L03'!$M97,0)","v":0},{"$f":"IF($F$3=S$3,'L04'!$M97,0)","v":0},{"$f":"IF($F$3=T$3,'L05'!$M97,0)","v":0},{"$f":"IF($F$3=U$3,'L06'!$M97,0)","v":0},{"$f":"IF($F$3=V$3,'L07'!$M97,0)","v":0},{"$f":"IF($F$3=W$3,'L08'!$M97,0)","v":0},{"$f":"IF($F$3=X$3,'L09'!$M97,0)","v":0},{"$f":"IF($F$3=Y$3,'L10'!$M97,0)","v":0},0,{"$f":"IF($F$3=AA$3,'L01'!$N97,0)","v":0},{"$f":"IF($F$3=AB$3,'L02'!$N97,0)","v":0},{"$f":"IF($F$3=AC$3,'L03'!$N97,0)","v":0},{"$f":"IF($F$3=AD$3,'L04'!$N97,0)","v":0},{"$f":"IF($F$3=AE$3,'L05'!$N97,0)","v":0},{"$f":"IF($F$3=AF$3,'L06'!$N97,0)","v":0},{"$f":"IF($F$3=AG$3,'L07'!$N97,0)","v":0},{"$f":"IF($F$3=AH$3,'L08'!$N97,0)","v":0},{"$f":"IF($F$3=AI$3,'L09'!$N97,0)","v":0},{"$f":"IF($F$3=AJ$3,'L10'!$N97,0)","v":0},0]
[null,null,null,null,null,null,null,null,null,null,null,null,null,null,9,{"$f":"IF($F$3=P$3,'L01'!$M98,0)","v":0},{"$f":"IF($F$3=Q$3,'L02'!$M98,0)","v":0},{"$f":"IF($F$3=R$3,'L03'!$M98,0)","v":0},{"$f":"IF($F$3=S$3,'L04'!$M98,0)","v":0},{"$f":"IF($F$3=T$3,'L05'!$M98,0)","v":0},{"$f":"IF($F$3=U$3,'L06'!$M98,0)","v":0},{"$f":"IF($F$3=V$3,'L07'!$M98,0)","v":0},{"$f":"IF($F$3=W$3,'L08'!$M98,0)","v":0},{"$f":"IF($F$3=X$3,'L09'!$M98,0)","v":0},{"$f":"IF($F$3=Y$3,'L10'!$M98,0)","v":0},0,{"$f":"IF($F$3=AA$3,'L01'!$N98,0)","v":0},{"$f":"IF($F$3=AB$3,'L02'!$N98,0)","v":0},{"$f":"IF($F$3=AC$3,'L03'!$N98,0)","v":0},{"$f":"IF($F$3=AD$3,'L04'!$N98,0)","v":0},{"$f":"IF($F$3=AE$3,'L05'!$N98,0)","v":0},{"$f":"IF($F$3=AF$3,'L06'!$N98,0)","v":0},{"$f":"IF($F$3=AG$3,'L07'!$N98,0)","v":0},{"$f":"IF($F$3=AH$3,'L08'!$N98,0)","v":0},{"$f":"IF($F$3=AI$3,'L09'!$N98,0)","v":0},{"$f":"IF($F$3=AJ$3,'L10'!$N98,0)","v":0},0]
[null,null,null,null,null,null,null,null,null,null,null,null,null,null,10,{"$f":"IF($F$3=P$3,'L01'!$M99,0)","v":0},{"$f":"IF($F$3=Q$3,'L02'!$M99,0)","v":0},{"$f":"IF($F$3=R$3,'L03'!$M99,0)","v":0},{"$f":"IF($F$3=S$3,'L04'!$M99,0)","v":0},{"$f":"IF($F$3=T$3,'L05'!$M99,0)","v":0},{"$f":"IF($F$3=U$3,'L06'!$M99,0)","v":0},{"$f":"IF($F$3=V$3,'L07'!$M99,0)","v":0},{"$f":"IF($F$3=W$3,'L08'!$M99,0)","v":0},{"$f":"IF($F$3=X$3,'L09'!$M99,0)","v":0},{"$f":"IF($F$3=Y$3,'L10'!$M99,0)","v":0},0,{"$f":"IF($F$3=AA$3,'L01'!$N99,0)","v":0},{"$f":"IF($F$3=AB$3,'L02'!$N99,0)","v":0},{"$f":"IF($F$3=AC$3,'L03'!$N99,0)","v":0},{"$f":"IF($F$3=AD$3,'L04'!$N99,0)","v":0},{"$f":"IF($F$3=AE$3,'L05'!$N99,0)","v":0},{"$f":"IF($F$3=AF$3,'L06'!$N99,0)","v":0},{"$f":"IF($F$3=AG$3,'L07'!$N99,0)","v":0},{"$f":"IF($F$3=AH$3,'L08'!$N99,0)","v":0},{"$f":"IF($F$3=AI$3,'L09'!$N99,0)","v":0},{"$f":"IF($F$3=AJ$3,'L10'!$N99,0)","v":0},0]
[null,"Plausibilitätstest","i.O",0.99930555555555556,"i.O",0.99930555555555556,"i.O",0.99930555555555556,null,null,null,null,null,null,11,{"$f":"IF($F$3=P$3,'L01'!$M100,0)","v":0},{"$f":"IF($F$3=Q$3,'L02'!$M100,0)","v":0},{"$f":"IF($F$3=R$3,'L03'!$M100,0)","v":0},{"$f":"IF($F$3=S$3,'L04'!$M100,0)","v":0},{"$f":"IF($F$3=T$3,'L05'!$M100,0)","v":0},{"$f":"IF($F$3=U$3,'L06'!$M100,0)","v":0},{"$f":"IF($F$3=V$3,'L07'!$M100,0)","v":0},{"$f":"IF($F$3=W$3,'L08'!$M100,0)","v":0},{"$f":"IF($F$3=X$3,'L09'!$M100,0)","v":0},{"$f":"IF($F$3=Y$3,'L10'!$M100,0)","v":0},0,{"$f":"IF($F$3=AA$3,'L01'!$N100,0)","v":0},{"$f":"IF($F$3=AB$3,'L02'!$N100,0)","v":0},{"$f":"IF($F$3=AC$3,'L03'!$N100,0)","v":0},{"$f":"IF($F$3=AD$3,'L04'!$N100,0)","v":0},{"$f":"IF($F$3=AE$3,'L05'!$N100,0)","v":0},{"$f":"IF($F$3=AF$3,'L06'!$N100,0)","v":0},{"$f":"IF($F$3=AG$3,'L07'!$N100,0)","v":0},{"$f":"IF($F$3=AH$3,'L08'!$N100,0)","v":0},{"$f":"IF($F$3=AI$3,'L09'!$N100,0)","v":0},{"$f":"IF($F$3=AJ$3,'L10'!$N100,0)","v":0},0]
["optimiert",null,"Mo - Fr.",null,"Sa",null,"So",null,null,null,null,null,null,null,12,{"$f":"IF($F$3=P$3,'L01'!$M101,0)","v":0},{"$f":"IF($F$3=Q$3,'L02'!$M101,0)","v":0},{"$f":"IF($F$3=R$3,'L03'!$M101,0)","v":0},{"$f":"IF($F$3=S$3,'L04'!$M101,0)","v":0},{"$f":"IF($F$3=T$3,'L05'!$M101,0)","v":0},{"$f":"IF($F$3=U$3,'L06'!$M101,0)","v":0},{"$f":"IF($F$3=V$3,'L07'!$M101,0)","v":0},{"$f":"IF($F$3=W$3,'L08'!$M101,0)","v":0},{"$f":"IF($F$3=X$3,'L09'!$M101,0)","v":0},{"$f":"IF($F$3=Y$3,'L10'!$M101,0)","v":0},0,{"$f":"IF($F$3=AA$3,'L01'!$N101,0)","v":0},{"$f":"IF($F$3=AB$3,'L02'!$N101,0)","v":0},{"$f":"IF($F$3=AC$3,'L03'!$N101,0)","v":0},{"$f":"IF($F$3=AD$3,'L04'!$N101,0)","v":0},{"$f":"IF($F$3=AE$3,'L05'!$N101,0)","v":0},{"$f":"IF($F$3=AF$3,'L06'!$N101,0)","v":0},{"$f":"IF($F$3=AG$3,'L07'!$N101,0)","v":0},{"$f":"IF($F$3=AH$3,'L08'!$N101,0)","v":0},{"$f":"IF($F$3=AI$3,'L09'!$N101,0)","v":0},{"$f":"IF($F$3=AJ$3,'L10'!$N101,0)","v":0},0]
[null,null,"von","bis","von","bis","von","bis",null,null,null,null,null,null,13,{"$f":"IF($F$3=P$3,'L01'!$M102,0)","v":0},{"$f":"IF($F$3=Q$3,'L02'!$M102,0)","v":0},{"$f":"IF($F$3=R$3,'L03'!$M102,0)","v":0},{"$f":"IF($F$3=S$3,'L04'!$M102,0)","v":0},{"$f":"IF($F$3=T$3,'L05'!$M102,0)","v":0},{"$f":"IF($F$3=U$3,'L06'!$M102,0)","v":0},{"$f":"IF($F$3=V$3,'L07'!$M102,0)","v":0},{"$f":"IF($F$3=W$3,'L08'!$M102,0)","v":0},{"$f":"IF($F$3=X$3,'L09'!$M102,0)","v":0},{"$f":"IF($F$3=Y$3,'L10'!$M102,0)","v":0},0,{"$f":"IF($F$3=AA$3,'L01'!$N102,0)","v":0},{"$f":"IF($F$3=AB$3,'L02'!$N102,0)","v":0},{"$f":"IF($F$3=AC$3,'L03'!$N102,0)","v":0},{"$f":"IF($F$3=AD$3,'L04'!$N102,0)","v":0},{"$f":"IF($F$3=AE$3,'L05'!$N102,0)","v":0},{"$f":"IF($F$3=AF$3,'L06'!$N102,0)","v":0},{"$f":"IF($F$3=AG$3,'L07'!$N102,0)","v":0},{"$f":"IF($F$3=AH$3,'L08'!$N102,0)","v":0},{"$f":"IF($F$3=AI$3,'L09'!$N102,0)","v":0},{"$f":"IF($F$3=AJ$3,'L10'!$N102,0)","v":0},0]
[null,"Normal","00:00:00","23:59:00","00:00:00","23:59:00","00:00:00","23:59:00",null,null,null,null,null,null,14,{"$f":"IF($F$3=P$3,'L01'!$M103,0)","v":0},{"$f":"IF($F$3=Q$3,'L02'!$M103,0)","v":0},{"$f":"IF($F$3=R$3,'L03'!$M103,0)","v":0},{"$f":"IF($F$3=S$3,'L04'!$M103,0)","v":0},{"$f":"IF($F$3=T$3,'L05'!$M103,0)","v":0},{"$f":"IF($F$3=U$3,'L06'!$M103,0)","v":0},{"$f":"IF($F$3=V$3,'L07'!$M103,0)","v":0},{"$f":"IF($F$3=W$3,'L08'!$M103,0)","v":0},{"$f":"IF($F$3=X$3,'L09'!$M103,0)","v":0},{"$f":"IF($F$3=Y$3,'L10'!$M103,0)","v":0},0,{"$f":"IF($F$3=AA$3,'L01'!$N103,0)","v":0},{"$f":"IF($F$3=AB$3,'L02'!$N103,0)","v":0},{"$f":"IF($F$3=AC$3,'L03'!$N103,0)","v":0},{"$f":"IF($F$3=AD$3,'L04'!$N103,0)","v":0},{"$f":"IF($F$3=AE$3,'L05'!$N103,0)","v":0},{"$f":"IF($F$3=AF$3,'L06'!$N103,0)","v":0},{"$f":"IF($F$3=AG$3,'L07'!$N103,0)","v":0},{"$f":"IF($F$3=AH$3,'L08'!$N103,0)","v":0},{"$f":"IF($F$3=AI$3,'L09'!$N103,0)","v":0},{"$f":"IF($F$3=AJ$3,'L10'!$N103,0)","v":0},0]
[null,null,"00:00:00","00:00:00","00:00:00","00:00:00","00:00:00","00:00:00",null,null,null,null,null,null,15,{"$f":"IF($F$3=P$3,'L01'!$M104,0)","v":0},{"$f":"IF($F$3=Q$3,'L02'!$M104,0)","v":0},{"$f":"IF($F$3=R$3,'L03'!$M104,0)","v":0},{"$f":"IF($F$3=S$3,'L04'!$M104,0)","v":0},{"$f":"IF($F$3=T$3,'L05'!$M104,0)","v":0},{"$f":"IF($F$3=U$3,'L06'!$M104,0)","v":0},{"$f":"IF($F$3=V$3,'L07'!$M104,0)","v":0},{"$f":"IF($F$3=W$3,'L08'!$M104,0)","v":0},{"$f":"IF($F$3=X$3,'L09'!$M104,0)","v":0},{"$f":"IF($F$3=Y$3,'L10'!$M104,0)","v":0},0,{"$f":"IF($F$3=AA$3,'L01'!$N104,0)","v":0},{"$f":"IF($F$3=AB$3,'L02'!$N104,0)","v":0},{"$f":"IF($F$3=AC$3,'L03'!$N104,0)","v":0},{"$f":"IF($F$3=AD$3,'L04'!$N104,0)","v":0},{"$f":"IF($F$3=AE$3,'L05'!$N104,0)","v":0},{"$f":"IF($F$3=AF$3,'L06'!$N104,0)","v":0},{"$f":"IF($F$3=AG$3,'L07'!$N104,0)","v":0},{"$f":"IF($F$3=AH$3,'L08'!$N104,0)","v":0},{"$f":"IF($F$3=AI$3,'L09'!$N104,0)","v":0},{"$f":"IF($F$3=AJ$3,'L10'!$N104,0)","v":0},0]
[null,null,null,null,null,null,null,null,null,null,null,null,null,null,16,{"$f":"IF($F$3=P$3,'L01'!$M105,0)","v":0},{"$f":"IF($F$3=Q$3,'L02'!$M105,0)","v":0},{"$f":"IF($F$3=R$3,'L03'!$M105,0)","v":0},{"$f":"IF($F$3=S$3,'L04'!$M105,0)","v":0},{"$f":"IF($F$3=T$3,'L05'!$M105,0)","v":0},{"$f":"IF($F$3=U$3,'L06'!$M105,0)","v":0},{"$f":"IF($F$3=V$3,'L07'!$M105,0)","v":0},{"$f":"IF($F$3=W$3,'L08'!$M105,0)","v":0},{"$f":"IF($F$3=X$3,'L09'!$M105,0)","v":0},{"$f":"IF($F$3=Y$3,'L10'!$M105,0)","v":0},0,{"$f":"IF($F$3=AA$3,'L01'!$N105,0)","v":0},{"$f":"IF($F$3=AB$3,'L02'!$N105,0)","v":0},{"$f":"IF($F$3=AC$3,'L03'!$N105,0)","v":0},{"$f":"IF($F$3=AD$3,'L04'!$N105,0)","v":0},{"$f":"IF($F$3=AE$3,'L05'!$N105,0)","v":0},{"$f":"IF($F$3=AF$3,'L06'!$N105,0)","v":0},{"$f":"IF($F$3=AG$3,'L07'!$N105,0)","v":0},{"$f":"IF($F$3=AH$3,'L08'!$N105,0)","v":0},{"$f":"IF($F$3=AI$3,'L09'!$N105,0)","v":0},{"$f":"IF($F$3=AJ$3,'L10'!$N105,0)","v":0},0]
[null,null,null,null,null,null,null,null,null,null,null,null,null,null,17,{"$f":"IF($F$3=P$3,'L01'!$M106,0)","v":0},{"$f":"IF($F$3=Q$3,'L02'!$M106,0)","v":0},{"$f":"IF($F$3=R$3,'L03'!$M106,0)","v":0},{"$f":"IF($F$3=S$3,'L04'!$M106,0)","v":0},{"$f":"IF($F$3=T$3,'L05'!$M106,0)","v":0},{"$f":"IF($F$3=U$3,'L06'!$M106,0)","v":0},{"$f":"IF($F$3=V$3,'L07'!$M106,0)","v":0},{"$f":"IF($F$3=W$3,'L08'!$M106,0)","v":0},{"$f":"IF($F$3=X$3,'L09'!$M106,0)","v":0},{"$f":"IF($F$3=Y$3,'L10'!$M106,0)","v":0},0,{"$f":"IF($F$3=AA$3,'L01'!$N106,0)","v":0},{"$f":"IF($F$3=AB$3,'L02'!$N106,0)","v":0},{"$f":"IF($F$3=AC$3,'L03'!$N106,0)","v":0},{"$f":"IF($F$3=AD$3,'L04'!$N106,0)","v":0},{"$f":"IF($F$3=AE$3,'L05'!$N106,0)","v":0},{"$f":"IF($F$3=AF$3,'L06'!$N106,0)","v":0},{"$f":"IF($F$3=AG$3,'L07'!$N106,0)","v":0},{"$f":"IF($F$3=AH$3,'L08'!$N106,0)","v":0},{"$f":"IF($F$3=AI$3,'L09'!$N106,0)","v":0},{"$f":"IF($F$3=AJ$3,'L10'!$N106,0)","v":0},0]
[null,"Abgesenkt","00:00:00","00:00:00","00:00:00","00:00:00","00:00:00","00:00:00",null,null,null,null,null,null,18,{"$f":"IF($F$3=P$3,'L01'!$M107,0)","v":0},{"$f":"IF($F$3=Q$3,'L02'!$M107,0)","v":0},{"$f":"IF($F$3=R$3,'L03'!$M107,0)","v":0},{"$f":"IF($F$3=S$3,'L04'!$M107,0)","v":0},{"$f":"IF($F$3=T$3,'L05'!$M107,0)","v":0},{"$f":"IF($F$3=U$3,'L06'!$M107,0)","v":0},{"$f":"IF($F$3=V$3,'L07'!$M107,0)","v":0},{"$f":"IF($F$3=W$3,'L08'!$M107,0)","v":0},{"$f":"IF($F$3=X$3,'L09'!$M107,0)","v":0},{"$f":"IF($F$3=Y$3,'L10'!$M107,0)","v":0},0,{"$f":"IF($F$3=AA$3,'L01'!$N107,0)","v":0},{"$f":"IF($F$3=AB$3,'L02'!$N107,0)","v":0},{"$f":"IF($F$3=AC$3,'L03'!$N107,0)","v":0},{"$f":"IF($F$3=AD$3,'L04'!$N107,0)","v":0},{"$f":"IF($F$3=AE$3,'L05'!$N107,0)","v":0},{"$f":"IF($F$3=AF$3,'L06'!$N107,0)","v":0},{"$f":"IF($F$3=AG$3,'L07'!$N107,0)","v":0},{"$f":"IF($F$3=AH$3,'L08'!$N107,0)","v":0},{"$f":"IF($F$3=AI$3,'L09'!$N107,0)","v":0},{"$f":"IF($F$3=AJ$3,'L10'!$N107,0)","v":0},0]
[null,null,"00:00:00","00:00:00","00:00:00","00:00:00","00:00:00","00:00:00",null,null,null,null,null,null,19,{"$f":"IF($F$3=P$3,'L01'!$M108,0)","v":0},{"$f":"IF($F$3=Q$3,'L02'!$M108,0)","v":0},{"$f":"IF($F$3=R$3,'L03'!$M108,0)","v":0},{"$f":"IF($F$3=S$3,'L04'!$M108,0)","v":0},{"$f":"IF($F$3=T$3,'L05'!$M108,0)","v":0},{"$f":"IF($F$3=U$3,'L06'!$M108,0)","v":0},{"$f":"IF($F$3=V$3,'L07'!$M108,0)","v":0},{"$f":"IF($F$3=W$3,'L08'!$M108,0)","v":0},{"$f":"IF($F$3=X$3,'L09'!$M108,0)","v":0},{"$f":"IF($F$3=Y$3,'L10'!$M108,0)","v":0},0,{"$f":"IF($F$3=AA$3,'L01'!$N108,0)","v":0},{"$f":"IF($F$3=AB$3,'L02'!$N108,0)","v":0},{"$f":"IF($F$3=AC$3,'L03'!$N108,0)","v":0},{"$f":"IF($F$3=AD$3,'L04'!$N108,0)","v":0},{"$f":"IF($F$3=AE$3,'L05'!$N108,0)","v":0},{"$f":"IF($F$3=AF$3,'L06'!$N108,0)","v":0},{"$f":"IF($F$3=AG$3,'L07'!$N108,0)","v":0},{"$f":"IF($F$3=AH$3,'L08'!$N108,0)","v":0},{"$f":"IF($F$3=AI$3,'L09'!$N108,0)","v":0},{"$f":"IF($F$3=AJ$3,'L10'!$N108,0)","v":0},0]
[null,null,null,null,null,null,null,null,null,null,null,null,null,null,20,{"$f":"IF($F$3=P$3,'L01'!$M109,0)","v":0},{"$f":"IF($F$3=Q$3,'L02'!$M109,0)","v":0},{"$f":"IF($F$3=R$3,'L03'!$M109,0)","v":0},{"$f":"IF($F$3=S$3,'L04'!$M109,0)","v":0},{"$f":"IF($F$3=T$3,'L05'!$M109,0)","v":0},{"$f":"IF($F$3=U$3,'L06'!$M109,0)","v":0},{"$f":"IF($F$3=V$3,'L07'!$M109,0)","v":0},{"$f":"IF($F$3=W$3,'L08'!$M109,0)","v":0},{"$f":"IF($F$3=X$3,'L09'!$M109,0)","v":0},{"$f":"IF($F$3=Y$3,'L10'!$M109,0)","v":0},0,{"$f":"IF($F$3=AA$3,'L01'!$N109,0)","v":0},{"$f":"IF($F$3=AB$3,'L02'!$N109,0)","v":0},{"$f":"IF($F$3=AC$3,'L03'!$N109,0)","v":0},{"$f":"IF($F$3=AD$3,'L04'!$N109,0)","v":0},{"$f":"IF($F$3=AE$3,'L05'!$N109,0)","v":0},{"$f":"IF($F$3=AF$3,'L06'!$N109,0)","v":0},{"$f":"IF($F$3=AG$3,'L07'!$N109,0)","v":0},{"$f":"IF($F$3=AH$3,'L08'!$N109,0)","v":0},{"$f":"IF($F$3=AI$3,'L09'!$N109,0)","v":0},{"$f":"IF($F$3=AJ$3,'L10'!$N109,0)","v":0},0]
[null,null,null,null,null,null,null,null,null,null,null,null,null,null,21,{"$f":"IF($F$3=P$3,'L01'!$M110,0)","v":0},{"$f":"IF($F$3=Q$3,'L02'!$M110,0)","v":0},{"$f":"IF($F$3=R$3,'L03'!$M110,0)","v":0},{"$f":"IF($F$3=S$3,'L04'!$M110,0)","v":0},{"$f":"IF($F$3=T$3,'L05'!$M110,0)","v":0},{"$f":"IF($F$3=U$3,'L06'!$M110,0)","v":0},{"$f":"IF($F$3=V$3,'L07'!$M110,0)","v":0},{"$f":"IF($F$3=W$3,'L08'!$M110,0)","v":0},{"$f":"IF($F$3=X$3,'L09'!$M110,0)","v":0},{"$f":"IF($F$3=Y$3,'L10'!$M110,0)","v":0},0,{"$f":"IF($F$3=AA$3,'L01'!$N110,0)","v":0},{"$f":"IF($F$3=AB$3,'L02'!$N110,0)","v":0},{"$f":"IF($F$3=AC$3,'L03'!$N110,0)","v":0},{"$f":"IF($F$3=AD$3,'L04'!$N110,0)","v":0},{"$f":"IF($F$3=AE$3,'L05'!$N110,0)","v":0},{"$f":"IF($F$3=AF$3,'L06'!$N110,0)","v":0},{"$f":"IF($F$3=AG$3,'L07'!$N110,0)","v":0},{"$f":"IF($F$3=AH$3,'L08'!$N110,0)","v":0},{"$f":"IF($F$3=AI$3,'L09'!$N110,0)","v":0},{"$f":"IF($F$3=AJ$3,'L10'!$N110,0)","v":0},0]
[null,"Plausibilitätstest","i.O",0.99930555555555556,"i.O",0.99930555555555556,"i.O",0.99930555555555556,null,null,null,null,null,null,22,{"$f":"IF($F$3=P$3,'L01'!$M111,0)","v":0},{"$f":"IF($F$3=Q$3,'L02'!$M111,0)","v":0},{"$f":"IF($F$3=R$3,'L03'!$M111,0)","v":0},{"$f":"IF($F$3=S$3,'L04'!$M111,0)","v":0},{"$f":"IF($F$3=T$3,'L05'!$M111,0)","v":0},{"$f":"IF($F$3=U$3,'L06'!$M111,0)","v":0},{"$f":"IF($F$3=V$3,'L07'!$M111,0)","v":0},{"$f":"IF($F$3=W$3,'L08'!$M111,0)","v":0},{"$f":"IF($F$3=X$3,'L09'!$M111,0)","v":0},{"$f":"IF($F$3=Y$3,'L10'!$M111,0)","v":0},0,{"$f":"IF($F$3=AA$3,'L01'!$N111,0)","v":0},{"$f":"IF($F$3=AB$3,'L02'!$N111,0)","v":0},{"$f":"IF($F$3=AC$3,'L03'!$N111,0)","v":0},{"$f":"IF($F$3=AD$3,'L04'!$N111,0)","v":0},{"$f":"IF($F$3=AE$3,'L05'!$N111,0)","v":0},{"$f":"IF($F$3=AF$3,'L06'!$N111,0)","v":0},{"$f":"IF($F$3=AG$3,'L07'!$N111,0)","v":0},{"$f":"IF($F$3=AH$3,'L08'!$N111,0)","v":0},{"$f":"IF($F$3=AI$3,'L09'!$N111,0)","v":0},{"$f":"IF($F$3=AJ$3,'L10'!$N111,0)","v":0},0]
["Heizkurve","Normal",null,null,"Abgesenkt",null,null,null,null,null,null,null,null,null,23,{"$f":"IF($F$3=P$3,'L01'!$M112,0)","v":0},{"$f":"IF($F$3=Q$3,'L02'!$M112,0)","v":0},{"$f":"IF($F$3=R$3,'L03'!$M112,0)","v":0},{"$f":"IF($F$3=S$3,'L04'!$M112,0)","v":0},{"$f":"IF($F$3=T$3,'L05'!$M112,0)","v":0},{"$f":"IF($F$3=U$3,'L06'!$M112,0)","v":0},{"$f":"IF($F$3=V$3,'L07'!$M112,0)","v":0},{"$f":"IF($F$3=W$3,'L08'!$M112,0)","v":0},{"$f":"IF($F$3=X$3,'L09'!$M112,0)","v":0},{"$f":"IF($F$3=Y$3,'L10'!$M112,0)","v":0},0,{"$f":"IF($F$3=AA$3,'L01'!$N112,0)","v":0},{"$f":"IF($F$3=AB$3,'L02'!$N112,0)","v":0},{"$f":"IF($F$3=AC$3,'L03'!$N112,0)","v":0},{"$f":"IF($F$3=AD$3,'L04'!$N112,0)","v":0},{"$f":"IF($F$3=AE$3,'L05'!$N112,0)","v":0},{"$f":"IF($F$3=AF$3,'L06'!$N112,0)","v":0},{"$f":"IF($F$3=AG$3,'L07'!$N112,0)","v":0},{"$f":"IF($F$3=AH$3,'L08'!$N112,0)","v":0},{"$f":"IF($F$3=AI$3,'L09'!$N112,0)","v":0},{"$f":"IF($F$3=AJ$3,'L10'!$N112,0)","v":0},0]
["alt","tA ","tVL ",null,"tA ","tVL ",null,null,null,null,null,null,null,null,24,{"$f":"IF($F$3=P$3,'L01'!$M113,0)","v":0},{"$f":"IF($F$3=Q$3,'L02'!$M113,0)","v":0},{"$f":"IF($F$3=R$3,'L03'!$M113,0)","v":0},{"$f":"IF($F$3=S$3,'L04'!$M113,0)","v":0},{"$f":"IF($F$3=T$3,'L05'!$M113,0)","v":0},{"$f":"IF($F$3=U$3,'L06'!$M113,0)","v":0},{"$f":"IF($F$3=V$3,'L07'!$M113,0)","v":0},{"$f":"IF($F$3=W$3,'L08'!$M113,0)","v":0},{"$f":"IF($F$3=X$3,'L09'!$M113,0)","v":0},{"$f":"IF($F$3=Y$3,'L10'!$M113,0)","v":0},0,{"$f":"IF($F$3=AA$3,'L01'!$N113,0)","v":0},{"$f":"IF($F$3=AB$3,'L02'!$N113,0)","v":0},{"$f":"IF($F$3=AC$3,'L03'!$N113,0)","v":0},{"$f":"IF($F$3=AD$3,'L04'!$N113,0)","v":0},{"$f":"IF($F$3=AE$3,'L05'!$N113,0)","v":0},{"$f":"IF($F$3=AF$3,'L06'!$N113,0)","v":0},{"$f":"IF($F$3=AG$3,'L07'!$N113,0)","v":0},{"$f":"IF($F$3=AH$3,'L08'!$N113,0)","v":0},{"$f":"IF($F$3=AI$3,'L09'!$N113,0)","v":0},{"$f":"IF($F$3=AJ$3,'L10'!$N113,0)","v":0},0]
[null,-2,0,null,-2,0,null,null,null,null,null,null,null,null,25,{"$f":"IF($F$3=P$3,'L01'!$M114,0)","v":0},{"$f":"IF($F$3=Q$3,'L02'!$M114,0)","v":0},{"$f":"IF($F$3=R$3,'L03'!$M114,0)","v":0},{"$f":"IF($F$3=S$3,'L04'!$M114,0)","v":0},{"$f":"IF($F$3=T$3,'L05'!$M114,0)","v":0},{"$f":"IF($F$3=U$3,'L06'!$M114,0)","v":0},{"$f":"IF($F$3=V$3,'L07'!$M114,0)","v":0},{"$f":"IF($F$3=W$3,'L08'!$M114,0)","v":0},{"$f":"IF($F$3=X$3,'L09'!$M114,0)","v":0},{"$f":"IF($F$3=Y$3,'L10'!$M114,0)","v":0},0,{"$f":"IF($F$3=AA$3,'L01'!$N114,0)","v":0},{"$f":"IF($F$3=AB$3,'L02'!$N114,0)","v":0},{"$f":"IF($F$3=AC$3,'L03'!$N114,0)","v":0},{"$f":"IF($F$3=AD$3,'L04'!$N114,0)","v":0},{"$f":"IF($F$3=AE$3,'L05'!$N114,0)","v":0},{"$f":"IF($F$3=AF$3,'L06'!$N114,0)","v":0},{"$f":"IF($F$3=AG$3,'L07'!$N114,0)","v":0},{"$f":"IF($F$3=AH$3,'L08'!$N114,0)","v":0},{"$f":"IF($F$3=AI$3,'L09'!$N114,0)","v":0},{"$f":"IF($F$3=AJ$3,'L10'!$N114,0)","v":0},0]
[null,0,0,null,0,0,null,null,null,null,null,null,null,null,26,{"$f":"IF($F$3=P$3,'L01'!$M115,0)","v":0},{"$f":"IF($F$3=Q$3,'L02'!$M115,0)","v":0},{"$f":"IF($F$3=R$3,'L03'!$M115,0)","v":0},{"$f":"IF($F$3=S$3,'L04'!$M115,0)","v":0},{"$f":"IF($F$3=T$3,'L05'!$M115,0)","v":0},{"$f":"IF($F$3=U$3,'L06'!$M115,0)","v":0},{"$f":"IF($F$3=V$3,'L07'!$M115,0)","v":0},{"$f":"IF($F$3=W$3,'L08'!$M115,0)","v":0},{"$f":"IF($F$3=X$3,'L09'!$M115,0)","v":0},{"$f":"IF($F$3=Y$3,'L10'!$M115,0)","v":0},0,{"$f":"IF($F$3=AA$3,'L01'!$N115,0)","v":0},{"$f":"IF($F$3=AB$3,'L02'!$N115,0)","v":0},{"$f":"IF($F$3=AC$3,'L03'!$N115,0)","v":0},{"$f":"IF($F$3=AD$3,'L04'!$N115,0)","v":0},{"$f":"IF($F$3=AE$3,'L05'!$N115,0)","v":0},{"$f":"IF($F$3=AF$3,'L06'!$N115,0)","v":0},{"$f":"IF($F$3=AG$3,'L07'!$N115,0)","v":0},{"$f":"IF($F$3=AH$3,'L08'!$N115,0)","v":0},{"$f":"IF($F$3=AI$3,'L09'!$N115,0)","v":0},{"$f":"IF($F$3=AJ$3,'L10'!$N115,0)","v":0},0]
[null,0,0,null,0,0,null,null,null,null,null,null,null,null,27,{"$f":"IF($F$3=P$3,'L01'!$M116,0)","v":0},{"$f":"IF($F$3=Q$3,'L02'!$M116,0)","v":0},{"$f":"IF($F$3=R$3,'L03'!$M116,0)","v":0},{"$f":"IF($F$3=S$3,'L04'!$M116,0)","v":0},{"$f":"IF($F$3=T$3,'L05'!$M116,0)","v":0},{"$f":"IF($F$3=U$3,'L06'!$M116,0)","v":0},{"$f":"IF($F$3=V$3,'L07'!$M116,0)","v":0},{"$f":"IF($F$3=W$3,'L08'!$M116,0)","v":0},{"$f":"IF($F$3=X$3,'L09'!$M116,0)","v":0},{"$f":"IF($F$3=Y$3,'L10'!$M116,0)","v":0},0,{"$f":"IF($F$3=AA$3,'L01'!$N116,0)","v":0},{"$f":"IF($F$3=AB$3,'L02'!$N116,0)","v":0},{"$f":"IF($F$3=AC$3,'L03'!$N116,0)","v":0},{"$f":"IF($F$3=AD$3,'L04'!$N116,0)","v":0},{"$f":"IF($F$3=AE$3,'L05'!$N116,0)","v":0},{"$f":"IF($F$3=AF$3,'L06'!$N116,0)","v":0},{"$f":"IF($F$3=AG$3,'L07'!$N116,0)","v":0},{"$f":"IF($F$3=AH$3,'L08'!$N116,0)","v":0},{"$f":"IF($F$3=AI$3,'L09'!$N116,0)","v":0},{"$f":"IF($F$3=AJ$3,'L10'!$N116,0)","v":0},0]
[null,2,0,null,2,0,null,null,null,null,null,null,null,null,28,{"$f":"IF($F$3=P$3,'L01'!$M117,0)","v":0},{"$f":"IF($F$3=Q$3,'L02'!$M117,0)","v":0},{"$f":"IF($F$3=R$3,'L03'!$M117,0)","v":0},{"$f":"IF($F$3=S$3,'L04'!$M117,0)","v":0},{"$f":"IF($F$3=T$3,'L05'!$M117,0)","v":0},{"$f":"IF($F$3=U$3,'L06'!$M117,0)","v":0},{"$f":"IF($F$3=V$3,'L07'!$M117,0)","v":0},{"$f":"IF($F$3=W$3,'L08'!$M117,0)","v":0},{"$f":"IF($F$3=X$3,'L09'!$M117,0)","v":0},{"$f":"IF($F$3=Y$3,'L10'!$M117,0)","v":0},0,{"$f":"IF($F$3=AA$3,'L01'!$N117,0)","v":0},{"$f":"IF($F$3=AB$3,'L02'!$N117,0)","v":0},{"$f":"IF($F$3=AC$3,'L03'!$N117,0)","v":0},{"$f":"IF($F$3=AD$3,'L04'!$N117,0)","v":0},{"$f":"IF($F$3=AE$3,'L05'!$N117,0)","v":0},{"$f":"IF($F$3=AF$3,'L06'!$N117,0)","v":0},{"$f":"IF($F$3=AG$3,'L07'!$N117,0)","v":0},{"$f":"IF($F$3=AH$3,'L08'!$N117,0)","v":0},{"$f":"IF($F$3=AI$3,'L09'!$N117,0)","v":0},{"$f":"IF($F$3=AJ$3,'L10'!$N117,0)","v":0},0]
[null,"Normal",null,null,"Abgesenkt",null,null,null,null,null,null,null,null,null,29,{"$f":"IF($F$3=P$3,'L01'!$M118,0)","v":0},{"$f":"IF($F$3=Q$3,'L02'!$M118,0)","v":0},{"$f":"IF($F$3=R$3,'L03'!$M118,0)","v":0},{"$f":"IF($F$3=S$3,'L04'!$M118,0)","v":0},{"$f":"IF($F$3=T$3,'L05'!$M118,0)","v":0},{"$f":"IF($F$3=U$3,'L06'!$M118,0)","v":0},{"$f":"IF($F$3=V$3,'L07'!$M118,0)","v":0},{"$f":"IF($F$3=W$3,'L08'!$M118,0)","v":0},{"$f":"IF($F$3=X$3,'L09'!$M118,0)","v":0},{"$f":"IF($F$3=Y$3,'L10'!$M118,0)","v":0},0,{"$f":"IF($F$3=AA$3,'L01'!$N118,0)","v":0},{"$f":"IF($F$3=AB$3,'L02'!$N118,0)","v":0},{"$f":"IF($F$3=AC$3,'L03'!$N118,0)","v":0},{"$f":"IF($F$3=AD$3,'L04'!$N118,0)","v":0},{"$f":"IF($F$3=AE$3,'L05'!$N118,0)","v":0},{"$f":"IF($F$3=AF$3,'L06'!$N118,0)","v":0},{"$f":"IF($F$3=AG$3,'L07'!$N118,0)","v":0},{"$f":"IF($F$3=AH$3,'L08'!$N118,0)","v":0},{"$f":"IF($F$3=AI$3,'L09'!$N118,0)","v":0},{"$f":"IF($F$3=AJ$3,'L10'!$N118,0)","v":0},0]
["optimiert","tA ","tVL ",null,"tA ","tVL ",null,null,null,null,null,null,null,null,30,{"$f":"IF($F$3=P$3,'L01'!$M119,0)","v":0},{"$f":"IF($F$3=Q$3,'L02'!$M119,0)","v":0},{"$f":"IF($F$3=R$3,'L03'!$M119,0)","v":0},{"$f":"IF($F$3=S$3,'L04'!$M119,0)","v":0},{"$f":"IF($F$3=T$3,'L05'!$M119,0)","v":0},{"$f":"IF($F$3=U$3,'L06'!$M119,0)","v":0},{"$f":"IF($F$3=V$3,'L07'!$M119,0)","v":0},{"$f":"IF($F$3=W$3,'L08'!$M119,0)","v":0},{"$f":"IF($F$3=X$3,'L09'!$M119,0)","v":0},{"$f":"IF($F$3=Y$3,'L10'!$M119,0)","v":0},0,{"$f":"IF($F$3=AA$3,'L01'!$N119,0)","v":0},{"$f":"IF($F$3=AB$3,'L02'!$N119,0)","v":0},{"$f":"IF($F$3=AC$3,'L03'!$N119,0)","v":0},{"$f":"IF($F$3=AD$3,'L04'!$N119,0)","v":0},{"$f":"IF($F$3=AE$3,'L05'!$N119,0)","v":0},{"$f":"IF($F$3=AF$3,'L06'!$N119,0)","v":0},{"$f":"IF($F$3=AG$3,'L07'!$N119,0)","v":0},{"$f":"IF($F$3=AH$3,'L08'!$N119,0)","v":0},{"$f":"IF($F$3=AI$3,'L09'!$N119,0)","v":0},{"$f":"IF($F$3=AJ$3,'L10'!$N119,0)","v":0},0]
[null,-2,0,null,-2,0,null,null,null,null,null,null,null,null,31,{"$f":"IF($F$3=P$3,'L01'!$M120,0)","v":0},{"$f":"IF($F$3=Q$3,'L02'!$M120,0)","v":0},{"$f":"IF($F$3=R$3,'L03'!$M120,0)","v":0},{"$f":"IF($F$3=S$3,'L04'!$M120,0)","v":0},{"$f":"IF($F$3=T$3,'L05'!$M120,0)","v":0},{"$f":"IF($F$3=U$3,'L06'!$M120,0)","v":0},{"$f":"IF($F$3=V$3,'L07'!$M120,0)","v":0},{"$f":"IF($F$3=W$3,'L08'!$M120,0)","v":0},{"$f":"IF($F$3=X$3,'L09'!$M120,0)","v":0},{"$f":"IF($F$3=Y$3,'L10'!$M120,0)","v":0},0,{"$f":"IF($F$3=AA$3,'L01'!$N120,0)","v":0},{"$f":"IF($F$3=AB$3,'L02'!$N120,0)","v":0},{"$f":"IF($F$3=AC$3,'L03'!$N120,0)","v":0},{"$f":"IF($F$3=AD$3,'L04'!$N120,0)","v":0},{"$f":"IF($F$3=AE$3,'L05'!$N120,0)","v":0},{"$f":"IF($F$3=AF$3,'L06'!$N120,0)","v":0},{"$f":"IF($F$3=AG$3,'L07'!$N120,0)","v":0},{"$f":"IF($F$3=AH$3,'L08'!$N120,0)","v":0},{"$f":"IF($F$3=AI$3,'L09'!$N120,0)","v":0},{"$f":"IF($F$3=AJ$3,'L10'!$N120,0)","v":0},0]
[null,0,0,null,0,0,null,null,null,null,null,null,null,null,32,{"$f":"IF($F$3=P$3,'L01'!$M121,0)","v":0},{"$f":"IF($F$3=Q$3,'L02'!$M121,0)","v":0},{"$f":"IF($F$3=R$3,'L03'!$M121,0)","v":0},{"$f":"IF($F$3=S$3,'L04'!$M121,0)","v":0},{"$f":"IF($F$3=T$3,'L05'!$M121,0)","v":0},{"$f":"IF($F$3=U$3,'L06'!$M121,0)","v":0},{"$f":"IF($F$3=V$3,'L07'!$M121,0)","v":0},{"$f":"IF($F$3=W$3,'L08'!$M121,0)","v":0},{"$f":"IF($F$3=X$3,'L09'!$M121,0)","v":0},{"$f":"IF($F$3=Y$3,'L10'!$M121,0)","v":0},0,{"$f":"IF($F$3=AA$3,'L01'!$N121,0)","v":0},{"$f":"IF($F$3=AB$3,'L02'!$N121,0)","v":0},{"$f":"IF($F$3=AC$3,'L03'!$N121,0)","v":0},{"$f":"IF($F$3=AD$3,'L04'!$N121,0)","v":0},{"$f":"IF($F$3=AE$3,'L05'!$N121,0)","v":0},{"$f":"IF($F$3=AF$3,'L06'!$N121,0)","v":0},{"$f":"IF($F$3=AG$3,'L07'!$N121,0)","v":0},{"$f":"IF($F$3=AH$3,'L08'!$N121,0)","v":0},{"$f":"IF($F$3=AI$3,'L09'!$N121,0)","v":0},{"$f":"IF($F$3=AJ$3,'L10'!$N121,0)","v":0},0]
[null,0,0,null,0,0,null,null,null,null,null,null,null,null,33,{"$f":"IF($F$3=P$3,'L01'!$M122,0)","v":0},{"$f":"IF($F$3=Q$3,'L02'!$M122,0)","v":0},{"$f":"IF($F$3=R$3,'L03'!$M122,0)","v":0},{"$f":"IF($F$3=S$3,'L04'!$M122,0)","v":0},{"$f":"IF($F$3=T$3,'L05'!$M122,0)","v":0},{"$f":"IF($F$3=U$3,'L06'!$M122,0)","v":0},{"$f":"IF($F$3=V$3,'L07'!$M122,0)","v":0},{"$f":"IF($F$3=W$3,'L08'!$M122,0)","v":0},{"$f":"IF($F$3=X$3,'L09'!$M122,0)","v":0},{"$f":"IF($F$3=Y$3,'L10'!$M122,0)","v":0},0,{"$f":"IF($F$3=AA$3,'L01'!$N122,0)","v":0},{"$f":"IF($F$3=AB$3,'L02'!$N122,0)","v":0},{"$f":"IF($F$3=AC$3,'L03'!$N122,0)","v":0},{"$f":"IF($F$3=AD$3,'L04'!$N122,0)","v":0},{"$f":"IF($F$3=AE$3,'L05'!$N122,0)","v":0},{"$f":"IF($F$3=AF$3,'L06'!$N122,0)","v":0},{"$f":"IF($F$3=AG$3,'L07'!$N122,0)","v":0},{"$f":"IF($F$3=AH$3,'L08'!$N122,0)","v":0},{"$f":"IF($F$3=AI$3,'L09'!$N122,0)","v":0},{"$f":"IF($F$3=AJ$3,'L10'!$N122,0)","v":0},0]
[null,2,0,null,2,0,null,null,null,null,null,null,null,null,34,{"$f":"IF($F$3=P$3,'L01'!$M123,0)","v":0},{"$f":"IF($F$3=Q$3,'L02'!$M123,0)","v":0},{"$f":"IF($F$3=R$3,'L03'!$M123,0)","v":0},{"$f":"IF($F$3=S$3,'L04'!$M123,0)","v":0},{"$f":"IF($F$3=T$3,'L05'!$M123,0)","v":0},{"$f":"IF($F$3=U$3,'L06'!$M123,0)","v":0},{"$f":"IF($F$3=V$3,'L07'!$M123,0)","v":0},{"$f":"IF($F$3=W$3,'L08'!$M123,0)","v":0},{"$f":"IF($F$3=X$3,'L09'!$M123,0)","v":0},{"$f":"IF($F$3=Y$3,'L10'!$M123,0)","v":0},0,{"$f":"IF($F$3=AA$3,'L01'!$N123,0)","v":0},{"$f":"IF($F$3=AB$3,'L02'!$N123,0)","v":0},{"$f":"IF($F$3=AC$3,'L03'!$N123,0)","v":0},{"$f":"IF($F$3=AD$3,'L04'!$N123,0)","v":0},{"$f":"IF($F$3=AE$3,'L05'!$N123,0)","v":0},{"$f":"IF($F$3=AF$3,'L06'!$N123,0)","v":0},{"$f":"IF($F$3=AG$3,'L07'!$N123,0)","v":0},{"$f":"IF($F$3=AH$3,'L08'!$N123,0)","v":0},{"$f":"IF($F$3=AI$3,'L09'!$N123,0)","v":0},{"$f":"IF($F$3=AJ$3,'L10'!$N123,0)","v":0},0]
[null,null,null,null,null,null,null,null,null,null,null,null,null,null,35,{"$f":"IF($F$3=P$3,'L01'!$M124,0)","v":0},{"$f":"IF($F$3=Q$3,'L02'!$M124,0)","v":0},{"$f":"IF($F$3=R$3,'L03'!$M124,0)","v":0},{"$f":"IF($F$3=S$3,'L04'!$M124,0)","v":0},{"$f":"IF($F$3=T$3,'L05'!$M124,0)","v":0},{"$f":"IF($F$3=U$3,'L06'!$M124,0)","v":0},{"$f":"IF($F$3=V$3,'L07'!$M124,0)","v":0},{"$f":"IF($F$3=W$3,'L08'!$M124,0)","v":0},{"$f":"IF($F$3=X$3,'L09'!$M124,0)","v":0},{"$f":"IF($F$3=Y$3,'L10'!$M124,0)","v":0},0,{"$f":"IF($F$3=AA$3,'L01'!$N124,0)","v":0},{"$f":"IF($F$3=AB$3,'L02'!$N124,0)","v":0},{"$f":"IF($F$3=AC$3,'L03'!$N124,0)","v":0},{"$f":"IF($F$3=AD$3,'L04'!$N124,0)","v":0},{"$f":"IF($F$3=AE$3,'L05'!$N124,0)","v":0},{"$f":"IF($F$3=AF$3,'L06'!$N124,0)","v":0},{"$f":"IF($F$3=AG$3,'L07'!$N124,0)","v":0},{"$f":"IF($F$3=AH$3,'L08'!$N124,0)","v":0},{"$f":"IF($F$3=AI$3,'L09'!$N124,0)","v":0},{"$f":"IF($F$3=AJ$3,'L10'!$N124,0)","v":0},0]
[null,null,null,null,null,null,null,null,null,null,null,null,null,null,null,null,null,null,null,null,null,null,null,null,null,{"$f":"SUM(Z5:Z65)","v":0},null,null,null,null,null,null,null,null,null,null,{"$f":"SUM(AK5:AK65)","v":0}]
["Berechnung Gruppe"]
["Berechnung Heizkurve Alt",null,null,null,null,null,"Berechnung Heizkurve optimiert",null,null,null,null,null,"Berechung Wäredämmung",null,"alt","optimiert",null,"Wärmeabgabe"]
["A-B",{"$f":"IFERROR((C56-C55)/(B56-B55),0)","v":0},{"$f":"IFERROR((F56-F55)/(E56-E55),0)","v":0},null,null,null,"A-B",{"$f":"IFERROR((C62-C61)/(B62-B61),0)","v":0},{"$f":"IFERROR((F62-F61)/(E62-E61),0)","v":0},null,null,null,"Wärmedämmstärke",null,40,40,"mm",{"$f":"Begriffe!B290","v":"übrige Fälle"},null,"Raumwärme","Hand"]
["B-C",{"$f":"IFERROR((C57-C56)/(B57-B56),0)","v":0},{"$f":"IFERROR((F57-F56)/(E57-E56),0)","v":0},null,null,null,"B-C",{"$f":"IFERROR((C63-C62)/(B63-B62),0)","v":0},{"$f":"IFERROR((F63-F62)/(E63-E62),0)","v":0},null,null,null,"spez. Leistung","gedämmt",{"$f":"3.14/(1000/(1000*D11)+1/(2*0.04)*LN((D11+2*O69)/D11)+1000/(8*(D11+2*O69)))","v":{"$error":"#VALUE!"}},{"$f":"3.14/(1000/(1000*E11)+1/(2*0.04)*LN((E11+2*P69)/E11)+1000/(8*(E11+2*P69)))","v":{"$error":"#VALUE!"}},"W/m/K",{"$f":"Begriffe!B291","v":"Referenzraum"},null,"Wärmeraum","ohne FU"]
["C-D",{"$f":"IFERROR((C58-C57)/(B58-B57),0)","v":0},{"$f":"IFERROR((F58-F57)/(E58-E57),0)","v":0},null,null,null,"C-D",{"$f":"IFERROR((C64-C63)/(B64-B63),0)","v":0},{"$f":"IFERROR((F64-F63)/(E64-E63),0)","v":0},null,null,null,"spez. Leistung","ungedämmt",{"$f":"3.14/(1000/(1000*D11)+1/(2*0.04)*LN((D11+2*0)/D11)+1000/(8*(D11+2*0)))","v":{"$error":"#VALUE!"}},{"$f":"3.14/(1000/(1000*E11)+1/(2*0.04)*LN((E11+2*0)/E11)+1000/(8*(E11+2*0)))","v":{"$error":"#VALUE!"}},"W/m/K",{"$f":"Begriffe!B292","v":"Einzelraum"},null,"Prozesswärme","mit FU"]
["Raumtemperatur",{"$f":"IF(D16=$R$71,D21,IF(D16=R70,D21+1,D21+2))","v":22},null,null,null,null,"Raumtemperatur",{"$f":"IF(E16=$R$71,E21,IF(E16=R70,E21+1,E21+2))","v":22},null,null,null,null,"Technikraumtemperatur",null,20,{"$f":"$D$27","v":20},"°C"]
[null,null,null,null,null,null,null,null,null,null,null,null,null,null,null,null,null,null,null,"Konstanter Volumenstrom"]
["Betriebszeiten alt",null,null,null,null,null,"Betriebszeiten optimiert",null,null,null,null,null,null,null,null,null,null,null,null,"Variabler Volumenstrom"]
[null,"Mo - Fr","Sa","So","Mo - So",null,null,"Mo - Fr","Sa","So","Mo - So"]
["Normal",{"$f":"5*MIN(24,HOUR(D33-C33)+MINUTE(D33-C33)/60+HOUR(D34-C34)+MINUTE(D34-C34)/60+HOUR(D35-C35)+MINUTE(D35-C35)/60+HOUR(D36-C36)+MINUTE(D36-C36)/60)","v":119.91666666666667},{"$f":"MIN(24,HOUR(F33-E33)+MINUTE(F33-E33)/60+HOUR(F34-E34)+MINUTE(F34-E34)/60+HOUR(F35-E35)+MINUTE(F35-E35)/60+HOUR(F36-E36)+MINUTE(F36-E36)/60)","v":23.983333333333334},{"$f":"MIN(24,HOUR(H33-G33)+MINUTE(H33-G33)/60+HOUR(H34-G34)+MINUTE(H34-G34)/60+HOUR(H35-G35)+MINUTE(H35-G35)/60+HOUR(H36-G36)+MINUTE(H36-G36)/60)","v":23.983333333333334},{"$f":"SUM(B76:D76)","v":167.88333333333333},{"$f":"E76/(7*24)","v":0.99930555555555556},"Normal",{"$f":"5*MIN(24,HOUR(D44-C44)+MINUTE(D44-C44)/60+HOUR(D45-C45)+MINUTE(D45-C45)/60+HOUR(D46-C46)+MINUTE(D46-C46)/60+HOUR(D47-C47)+MINUTE(D47-C47)/60)","v":119.91666666666667},{"$f":"MIN(24,HOUR(F44-E44)+MINUTE(F44-E44)/60+HOUR(F45-E45)+MINUTE(F45-E45)/60+HOUR(F46-E46)+MINUTE(F46-E46)/60+HOUR(F47-E47)+MINUTE(F47-E47)/60)","v":23.983333333333334},{"$f":"MIN(24,HOUR(H44-G44)+MINUTE(H44-G44)/60+HOUR(H45-G45)+MINUTE(H45-G45)/60+HOUR(H46-G46)+MINUTE(H46-G46)/60+HOUR(H47-G47)+MINUTE(H47-G47)/60)","v":23.983333333333334},{"$f":"SUM(H76:J76)","v":167.88333333333333},{"$f":"K76/(7*24)","v":0.99930555555555556}]
["Abgesenkt",{"$f":"5*MIN(24,HOUR(D37-C37)+MINUTE(D37-C37)/60+HOUR(D38-C38)+MINUTE(D38-C38)/60+HOUR(D39-C39)+MINUTE(D39-C39)/60+HOUR(D40-C40)+MINUTE(D40-C40)/60)","v":0},{"$f":"MIN(24,HOUR(F37-E37)+MINUTE(F37-E37)/60+HOUR(F38-E38)+MINUTE(F38-E38)/60+HOUR(F39-E39)+MINUTE(F39-E39)/60+HOUR(F40-E40)+MINUTE(F40-E40)/60)","v":0},{"$f":"MIN(24,HOUR(H37-G37)+MINUTE(H37-G37)/60+HOUR(H38-G38)+MINUTE(H38-G38)/60+HOUR(H39-G39)+MINUTE(H39-G39)/60+HOUR(H40-G40)+MINUTE(H40-G40)/60)","v":0},{"$f":"SUM(B77:D77)","v":0},{"$f":"E77/(7*24)","v":0},"Abgesenkt",{"$f":"5*MIN(24,HOUR(D48-C48)+MINUTE(D48-C48)/60+HOUR(D49-C49)+MINUTE(D49-C49)/60+HOUR(D50-C50)+MINUTE(D50-C50)/60+HOUR(D51-C51)+MINUTE(D51-C51)/60)","v":0},{"$f":"MIN(24,HOUR(F48-E48)+MINUTE(F48-E48)/60+HOUR(F49-E49)+MINUTE(F49-E49)/60+HOUR(F50-E50)+MINUTE(F50-E50)/60+HOUR(F51-E51)+MINUTE(F51-E51)/60)","v":0},{"$f":"MIN(24,HOUR(H48-G48)+MINUTE(H48-G48)/60+HOUR(H49-G49)+MINUTE(H49-G49)/60+HOUR(H50-G50)+MINUTE(H50-G50)/60+HOUR(H51-G51)+MINUTE(H51-G51)/60)","v":0},{"$f":"SUM(H77:J77)","v":0},{"$f":"K77/(7*24)","v":0}]
[null,null,null,null,{"$f":"SUM(E76:E77)","v":167.88333333333333},{"$f":"E78/(7*24)","v":0.99930555555555556},null,null,null,null,{"$f":"SUM(K76:K77)","v":167.88333333333333},{"$f":"K78/(7*24)","v":0.99930555555555556}]
["Meteodaten",null,"Alt",null,null,null,null,"optimiert",null,null,null,null,"Alt","Abgesenkt","Normal","Abgesenkt","Normal","Abgesenkt","Pumpe",null,null,null,"optimiert","Abgesenkt","Normal","Abgesenkt","Normal","Abgesenkt","Pumpe",null,null,null,"Alt",null,"optimiert"]
[null,null,null,"Heizkurve Normal",null,"Heizkurve Reduziert",null,null,"Heizkurve Normal",null,"Heizkurve Reduziert",null," normal Freigegeben","Freigegeben","Angepasste ","Angepasste ","Dämmung","Dämmung","Volllasstunden","Pumpen-",null,"Total Heiz-","Normal Freigegeben","Freigegeben","Angepasste ","Angepasste ","Dämmung","Dämmung","Volllasstunden","Pumpen-",null,"Total Heiz-","normal","abgesenkt","normal","abgesenkt"]
["Tab","Anz Stunden","Leistung","Vorlauf Temp.","Rücklauf Temp.","Vorlauf Temp.","Rücklauf Temp.","Leistung","Vorlauf Temp.","Rücklauf Temp.","Vorlauf Temp.","Rücklauf Temp.",{"$f":"B81","v":"Anz Stunden"},"Anz Stunden","Leistung","Leistung","Verlustleistung","Verlustleistung","bei Betriebsart","Energie","Heizenergie","Leistung",{"$f":"B81","v":"Anz Stunden"},{"$f":"W81","v":"Anz Stunden"},"Leistung","Leistung","Verlustleistung","Verlustleistung","Anz. Stunden","Energie","Heizenergie","Leistung","Raumtemp","Raumtemp","Raumtemp","Raumtemp","Normkurve Heizkurve"]
["[°C]","Tac=Tab","[kW]","[°C]","[°C]","[°C]","[°C]","[kW]","[°C]","[°C]","[°C]","[°C]","[h]","[h]","[kW]","[kW]","[kW]","[kW]","[h]","[kWh]","[kWh]","[kW]","[h]","[h]","[kW]","[kW]","[kW]","[kW]","[h]","[kWh]","[kWh]","[kW]","[°C]",null,null,null,"Leistung","Vorlauf","Rücklauf","TR"]
[]
[-25,{"$f":"Klimadaten!O5","v":{"$error":"#N/A"}},{"$f":"IF(OR(D$17=$T$70,D$17=$T$71),$D$8*$D$24,MAX(0,AK84/($D$5-$D$27)*($D$5-$B$72)))","v":{"$error":"#VALUE!"}},{"$f":"IF(A84>$B$58,$C$58,IF(A84<$B$55,$C$55,IF($A84<=$B$56,$C$56-($B$56-$A84)*$B$69,IF($A84<=$B$57,$C$57-($B$57-$A84)*$B$70,$C$58-($B$58-$A84)*$B$71))))","v":0},{"$f":"IF($D$14=$T$73,D84-(C84*3.6)/(4.19*D$12),IF(C84>0,D84-(D$8*3600)/(D$12*1000*4.2),D84))","v":{"$error":"#VALUE!"}},{"$f":"IF(A84>$E$58,$F$58,IF(A84<$E$55,$F$55,IF($A84<=$E$56,$F$56-($E$56-$A84)*$C$69,IF($A84<=$E$57,$F$57-($E$57-$A84)*$C$70,$F$58-($E$58-$A84)*$C$71))))","v":0},{"$f":"IF($D$14=$T$73,F84-(C84*3.6)/(4.19*D$12),IF(C84>0,F84-(D$8*3600)/(D$12*1000*4.2),F84))","v":{"$error":"#VALUE!"}},{"$f":"IF(OR(E$17=$T$70,E$17=$T$71),$D$8*$D$24,MAX(0,AK84/($D$5-$D$27)*($D$5-$H$72)))","v":{"$error":"#VALUE!"}},{"$f":"IF(A84>$B$64,$C$64,IF(A84<$B$61,$C$61,IF($A84<=$B$62,$C$62-($B$62-$A84)*$H$69,IF($A84<=$B$63,$C$63-($B$63-$A84)*$H$70,$C$64-($B$64-$A84)*$H$71))))","v":0},{"$f":"IF($D$14=$T$73,I84-(H84*3.6)/(4.19*E$12),IF(H84>0,I84-(D84-E84),I84))","v":{"$error":"#VALUE!"}},{"$f":"IF(A84>$E$64,$F$64,IF(A84<$E$61,$F$61,IF($A84<=$E$62,$F$62-($E$62-$A84)*$I$69,IF($A84<=$E$63,$F$63-($E$63-$A84)*$I$70,$F$64-($E$64-$A84)*$I$71))))","v":0},{"$f":"IF($D$14=$T$73,K84-(H84*3.6)/(4.19*E$12),IF(H84>0,K84-(D$150*3600)/(E$12*1000*4.2),K84))","v":{"$error":"#VALUE!"}},{"$f":"IF(A84<=$D$18,B84*$F$76,0)","v":{"$error":"#N/A"}},{"$f":"IF(A84<=$D$19,B84*$F$77,0)","v":{"$error":"#N/A"}},{"$f":"IF($D$18>A84,IF($Z$4>0,Z5,C84/(A84-AN84+0.000001)*(A84-AG84)),0)","v":{"$error":"#VALUE!"}},{"$f":"IF($D$19>A84,IF($Z$4>0,Z5,C84/(A84-AN84+0.000001)*(A84-AH84)),0)","v":{"$error":"#VALUE!"}},{"$f":"IF(O84>0,((D$10*O$71+D$9*O$70)*(((E84-O$72+D84-O$72))/2)+5.67*(10^-8)*0.74*((((D84+E84)/2)+273.15)^4-($O$72+273.15)^4)*($D$10*2*3.14*$D$11/1000))/1000,0)","v":{"$error":"#VALUE!"}},{"$f":"IF(P84>0,((D$10*P$71+D$9*P$70)*(((G84-P$72+F84-P$72))/2)+5.67*(10^-8)*0.74*((((F84+G84)/2)+273.15)^4-($O$72+273.15)^4)*($D$10*2*3.14*$D$11/1000))/1000,0)","v":{"$error":"#VALUE!"}},{"$f":"IF(D$15=$U$70,M84+N84,IF(D$15=$U$71,(M84+N84)*$D$22,B84/365*$D$28))","v":{"$error":"#N/A"}},{"$f":"IF(AND(D$15=$U$71,OR($D$16=$R$70,$R$71=$D$16)),S84*$D$13*$D$26,S84*$D$13)","v":{"$error":"#N/A"}},{"$f":"IF($D$29=1,(M84*(O84+Q84)+N84*(P84+R84))*$K$14,(M84*(O84+Q84)+N84*(P84+R84))*$D$29)","v":{"$error":"#N/A"}},{"$f":"IF(M84=0,0,U84/(B84))","v":{"$error":"#N/A"}},{"$f":"IF(A84<=$E$18,B84*$L$76,0)","v":{"$error":"#N/A"}},{"$f":"IF(A84<=$E$19,B84*$L$77,0)","v":{"$error":"#N/A"}},{"$f":"IF($E$18>A84,IF($Z$4>0,AK5,IF(OR($D$16=$R$70,$D$16=$R$71),(H84/(A84-AN84+0.000001)*(A84-AI84)+C84/(A84-AN84+0.000001)*(A84-AG84))/2,H84/(A84-AN84+0.000001)*(A84-AI84))),0)","v":{"$error":"#VALUE!"}},{"$f":"IF($E$19>A84,IF($Z$4>0,AK5,IF(OR($D$16=$R$70,$D$16=$R$71),(H84/(A84-AN84+0.000001)*(A84-AJ84)+C84/(A84-AN84+0.000001)*(A84-AH84))/2,H84/(A84-AN84+0.000001)*(A84-AJ84))),0)","v":{"$error":"#VALUE!"}},{"$f":"IF(Y84>0,((E$10*O$71+E$9*O$70)*(((J84-O$72+I84-O$72))/2)+5.67*(10^-8)*0.74*((((I84+J84)/2)+273.15)^4-($O$72+273.15)^4)*($E$10*2*3.14*$E$11/1000))/1000,0)","v":{"$error":"#VALUE!"}},{"$f":"IF(Z84>0,((E$10*P$71+E$9*P$70)*(((L84-P$72+K84-P$72))/2)+5.67*(10^-8)*0.74*((((K84+L84)/2)+273.15)^4-($O$72+273.15)^4)*($E$10*2*3.14*$E$11/1000))/1000,0)","v":{"$error":"#VALUE!"}},{"$f":"IF(E$15=$U$70,W84+X84,IF(E$15=$U$71,(W84+X84)*$D$22,B84/365*$D$28))","v":{"$error":"#N/A"}},{"$f":"IF(AND($E$15=$U$71,OR($D$16=$R$70,$R$71=$D$16)),AC84*$E$13*$D$26,AC84*$E$13)","v":{"$error":"#N/A"}},{"$f":"IF($D$29=1,(W84*(Y84+AA84)+X84*(Z84+AB84))*$K$14,(W84*(Y84+AA84)+X84*(Z84+AB84))*$D$29)","v":{"$error":"#N/A"}},{"$f":"IF(W84=0,0,AE84/(B84))","v":{"$error":"#N/A"}},{"$f":"IF(AL84-AM84=0,$D$25+A84,IF(A84>=$D$18,A84+$D$25+0.000001,IF($D$25+A84>(A84*(D84+E84)/2-A84*(AL84+AM84)/2+A84*(AN84)-(D84+E84)/2*(AN84))/(A84-(AL84+AM84)/2),$D$25+A84,(A84*(D84+E84)/2-A84*(AL84+AM84)/2+A84*(AN84)-(D84+E84)/2*(AN84))/(A84-(AL84+AM84)/2))))","v":{"$error":"#N/A"}},{"$f":"IF(AL84-AM84=0,$D$25+A84,IF(A84>=$D$19,A84+$D$25+0.000001,IF($D$25+A84>(A84*(F84+G84)/2-A84*(AL84+AM84)/2+A84*(AN84)-(F84+G84)/2*(AN84))/(A84-(AL84+AM84)/2),$D$25+A84,(A84*(F84+G84)/2-A84*(AL84+AM84)/2+A84*(AN84)-(F84+G84)/2*(AN84))/(A84-(AL84+AM84)/2))))","v":{"$error":"#N/A"}},{"$f":"IF(AL84-AM84=0,A84+$D$25,IF(A84>=$E$18,A84+$D$25+0.000001,IF($D$25+A84>(A84*(I84+J84)/2-A84*(AL84+AM84)/2+A84*(AN84)-(I84+J84)/2*(AN84))/(A84-(AL84+AM84)/2),$D$25+A84,(A84*(I84+J84)/2-A84*(AL84+AM84)/2+A84*(AN84)-(I84+J84)/2*(AN84))/(A84-(AL84+AM84)/2))))","v":{"$error":"#N/A"}},{"$f":"IF(AL84-AM84=0,A84+$D$25,IF(A84>=$E$19,A84+$D$25+0.000001,IF($D$25+A84>(A84*(K84+L84)/2-A84*(AL84+AM84)/2+A84*(AN84)-(K84+L84)/2*(AN84))/(A84-(AL84+AM84)/2),$D$25+A84,(A84*(K84+L84)/2-A84*(AL84+AM84)/2+A84*(AN84)-(K84+L84)/2*(AN84))/(A84-(AL84+AM84)/2))))","v":{"$error":"#N/A"}},{"$f":"MIN(D$8,MAX(0,$D$8*(A84-D$30)/($D$5-D$30)))","v":{"$error":"#VALUE!"}},{"$f":"IF(A84>=$D$30,$D$30,IF(A84<=$D$5,$D$6,$D$6-($D$5-$A84)*(($D$30-$D$6)/($D$30-$D$5))))","v":{"$error":"#N/A"}},{"$f":"IF($D$14=$T$73,AL84-(AK84*3.6)/(4.19*D$12),IF(AK84>0,AL84-(D$8*3600)/(D$12*1000*4.2),AL84))","v":{"$error":"#N/A"}},{"$f":"($D$5*(AL84+AM84)/2-A84*($D$6+$D$7)/2+A84*($D$30+$D$25)-(AL84+AM84)/2*($D$30+$D$25))/($D$5-($D$6+$D$7)/2)","v":{"$error":"#N/A"}}]
[-24,{"$f":"Klimadaten!O6","v":{"$error":"#N/A"}},{"$f":"IF(OR(D$17=$T$70,D$17=$T$71),$D$8*$D$24,MAX(0,AK85/($D$5-$D$27)*($D$5-$B$72)))","v":{"$error":"#VALUE!"}},{"$f":"IF(A85>$B$58,$C$58,IF(A85<$B$55,$C$55,IF($A85<=$B$56,$C$56-($B$56-$A85)*$B$69,IF($A85<=$B$57,$C$57-($B$57-$A85)*$B$70,$C$58-($B$58-$A85)*$B$71))))","v":0},{"$error":"#VALUE!"},0,{"$error":"#VALUE!"},{"$f":"IF(OR(E$17=$T$70,E$17=$T$71),$D$8*$D$24,MAX(0,AK85/($D$5-$D$27)*($D$5-$H$72)))","v":{"$error":"#VALUE!"}},0,{"$error":"#VALUE!"},0,{"$error":"#VALUE!"},{"$error":"#N/A"},{"$error":"#N/A"},{"$f":"IF($D$18>A85,IF($Z$4>0,Z6,C85/(A85-AN85+0.000001)*(A85-AG85)),0)","v":{"$error":"#VALUE!"}},{"$f":"IF($D$19>A85,IF($Z$4>0,Z6,C85/(A85-AN85+0.000001)*(A85-AH85)),0)","v":{"$error":"#VALUE!"}},{"$error":"#VALUE!"},{"$error":"#VALUE!"},{"$error":"#N/A"},{"$error":"#N/A"},{"$error":"#N/A"},{"$f":"IF(M85=0,0,U85/(B85))","v":{"$error":"#N/A"}},{"$error":"#N/A"},{"$error":"#N/A"},{"$f":"IF($E$18>A85,IF($Z$4>0,AK6,IF(OR($D$16=$R$70,$D$16=$R$71),(H85/(A85-AN85+0.000001)*(A85-AI85)+C85/(A85-AN85+0.000001)*(A85-AG85))/2,H85/(A85-AN85+0.000001)*(A85-AI85))),0)","v":{"$error":"#VALUE!"}},{"$f":"IF($E$19>A85,IF($Z$4>0,AK6,IF(OR($D$16=$R$70,$D$16=$R$71),(H85/(A85-AN85+0.000001)*(A85-AJ85)+C85/(A85-AN85+0.000001)*(A85-AH85))/2,H85/(A85-AN85+0.000001)*(A85-AJ85))),0)","v":{"$error":"#VALUE!"}},{"$error":"#VALUE!"},{"$error":"#VALUE!"},{"$error":"#N/A"},{"$error":"#N/A"},{"$error":"#N/A"},{"$f":"IF(W85=0,0,AE85/(B85))","v":{"$error":"#N/A"}},{"$error":"#N/A"},{"$f":"IF(AL85-AM85=0,$D$25+A85,IF(A85>=$D$19,A85+$D$25+0.000001,IF($D$25+A85>(A85*(F85+G85)/2-A85*(AL85+AM85)/2+A85*(AN85)-(F85+G85)/2*(AN85))/(A85-(AL85+AM85)/2),$D$25+A85,(A85*(F85+G85)/2-A85*(AL85+AM85)/2+A85*(AN85)-(F85+G85)/2*(AN85))/(A85-(AL85+AM85)/2))))","v":{"$error":"#N/A"}},{"$error":"#N/A"},{"$error":"#N/A"},{"$f":"MIN(D$8,MAX(0,$D$8*(A85-D$30)/($D$5-D$30)))","v":{"$error":"#VALUE!"}},{"$error":"#N/A"},{"$error":"#N/A"},{"$f":"($D$5*(AL85+AM85)/2-A85*($D$6+$D$7)/2+A85*($D$30+$D$25)-(AL85+AM85)/2*($D$30+$D$25))/($D$5-($D$6+$D$7)/2)","v":{"$error":"#N/A"}}]
[-23,{"$f":"Klimadaten!O7","v":{"$error":"#N/A"}},{"$error":"#VALUE!"},0,{"$error":"#VALUE!"},0,{"$error":"#VALUE!"},{"$error":"#VALUE!"},0,{"$error":"#VALUE!"},0,{"$error":"#VALUE!"},{"$error":"#N/A"},{"$error":"#N/A"},{"$error":"#VALUE!"},{"$error":"#VALUE!"},{"$error":"#VALUE!"},{"$error":"#VALUE!"},{"$error":"#N/A"},{"$error":"#N/A"},{"$error":"#N/A"},{"$error":"#N/A"},{"$error":"#N/A"},{"$error":"#N/A"},{"$error":"#VALUE!"},{"$error":"#VALUE!"},{"$error":"#VALUE!"},{"$error":"#VALUE!"},{"$error":"#N/A"},{"$error":"#N/A"},{"$error":"#N/A"},{"$error":"#N/A"},{"$error":"#N/A"},{"$error":"#N/A"},{"$error":"#N/A"},{"$error":"#N/A"},{"$error":"#VALUE!"},{"$error":"#N/A"},{"$error":"#N/A"},{"$error":"#N/A"}]
[-22,{"$f":"Klimadaten!O8","v":{"$error":"#N/A"}},{"$error":"#VALUE!"},0,{"$error":"#VALUE!"},0,{"$error":"#VALUE!"},{"$error":"#VALUE!"},0,{"$error":"#VALUE!"},0,{"$error":"#VALUE!"},{"$error":"#N/A"},{"$error":"#N/A"},{"$error":"#VALUE!"},{"$error":"#VALUE!"},{"$error":"#VALUE!"},{"$error":"#VALUE!"},{"$error":"#N/A"},{"$error":"#N/A"},{"$error":"#N/A"},{"$error":"#N/A"},{"$error":"#N/A"},{"$error":"#N/A"},{"$error":"#VALUE!"},{"$error":"#VALUE!"},{"$error":"#VALUE!"},{"$error":"#VALUE!"},{"$error":"#N/A"},{"$error":"#N/A"},{"$error":"#N/A"},{"$error":"#N/A"},{"$error":"#N/A"},{"$error":"#N/A"},{"$error":"#N/A"},{"$error":"#N/A"},{"$error":"#VALUE!"},{"$error":"#N/A"},{"$error":"#N/A"},{"$error":"#N/A"}]
[-21,{"$f":"Klimadaten!O9","v":{"$error":"#N/A"}},{"$error":"#VALUE!"},0,{"$error":"#VALUE!"},0,{"$error":"#VALUE!"},{"$error":"#VALUE!"},0,{"$error":"#VALUE!"},0,{"$error":"#VALUE!"},{"$error":"#N/A"},{"$error":"#N/A"},{"$error":"#VALUE!"},{"$error":"#VALUE!"},{"$error":"#VALUE!"},{"$error":"#VALUE!"},{"$error":"#N/A"},{"$error":"#N/A"},{"$error":"#N/A"},{"$error":"#N/A"},{"$error":"#N/A"},{"$error":"#N/A"},{"$error":"#VALUE!"},{"$error":"#VALUE!"},{"$error":"#VALUE!"},{"$error":"#VALUE!"},{"$error":"#N/A"},{"$error":"#N/A"},{"$error":"#N/A"},{"$error":"#N/A"},{"$error":"#N/A"},{"$error":"#N/A"},{"$error":"#N/A"},{"$error":"#N/A"},{"$error":"#VALUE!"},{"$error":"#N/A"},{"$error":"#N/A"},{"$error":"#N/A"}]
[-20,{"$f":"Klimadaten!O10","v":{"$error":"#N/A"}},{"$error":"#VALUE!"},0,{"$error":"#VALUE!"},0,{"$error":"#VALUE!"},{"$error":"#VALUE!"},0,{"$error":"#VALUE!"},0,{"$error":"#VALUE!"},{"$error":"#N/A"},{"$error":"#N/A"},{"$error":"#VALUE!"},{"$error":"#VALUE!"},{"$error":"#VALUE!"},{"$error":"#VALUE!"},{"$error":"#N/A"},{"$error":"#N/A"},{"$error":"#N/A"},{"$error":"#N/A"},{"$error":"#N/A"},{"$error":"#N/A"},{"$error":"#VALUE!"},{"$error":"#VALUE!"},{"$error":"#VALUE!"},{"$error":"#VALUE!"},{"$error":"#N/A"},{"$error":"#N/A"},{"$error":"#N/A"},{"$error":"#N/A"},{"$error":"#N/A"},{"$error":"#N/A"},{"$error":"#N/A"},{"$error":"#N/A"},{"$error":"#VALUE!"},{"$error":"#N/A"},{"$error":"#N/A"},{"$error":"#N/A"}]
[-19,{"$f":"Klimadaten!O11","v":{"$error":"#N/A"}},{"$error":"#VALUE!"},0,{"$error":"#VALUE!"},0,{"$error":"#VALUE!"},{"$error":"#VALUE!"},0,{"$error":"#VALUE!"},0,{"$error":"#VALUE!"},{"$error":"#N/A"},{"$error":"#N/A"},{"$error":"#VALUE!"},{"$error":"#VALUE!"},{"$error":"#VALUE!"},{"$error":"#VALUE!"},{"$error":"#N/A"},{"$error":"#N/A"},{"$error":"#N/A"},{"$error":"#N/A"},{"$error":"#N/A"},{"$error":"#N/A"},{"$error":"#VALUE!"},{"$error":"#VALUE!"},{"$error":"#VALUE!"},{"$error":"#VALUE!"},{"$error":"#N/A"},{"$error":"#N/A"},{"$error":"#N/A"},{"$error":"#N/A"},{"$error":"#N/A"},{"$error":"#N/A"},{"$error":"#N/A"},{"$error":"#N/A"},{"$error":"#VALUE!"},{"$error":"#N/A"},{"$error":"#N/A"},{"$error":"#N/A"}]
[-18,{"$f":"Klimadaten!O12","v":{"$error":"#N/A"}},{"$error":"#VALUE!"},0,{"$error":"#VALUE!"},0,{"$error":"#VALUE!"},{"$error":"#VALUE!"},0,{"$error":"#VALUE!"},0,{"$error":"#VALUE!"},{"$error":"#N/A"},{"$error":"#N/A"},{"$error":"#VALUE!"},{"$error":"#VALUE!"},{"$error":"#VALUE!"},{"$error":"#VALUE!"},{"$error":"#N/A"},{"$error":"#N/A"},{"$error":"#N/A"},{"$error":"#N/A"},{"$error":"#N/A"},{"$error":"#N/A"},{"$error":"#VALUE!"},{"$error":"#VALUE!"},{"$error":"#VALUE!"},{"$error":"#VALUE!"},{"$error":"#N/A"},{"$error":"#N/A"},{"$error":"#N/A"},{"$error":"#N/A"},{"$error":"#N/A"},{"$error":"#N/A"},{"$error":"#N/A"},{"$error":"#N/A"},{"$error":"#VALUE!"},{"$error":"#N/A"},{"$error":"#N/A"},{"$error":"#N/A"}]
[-17,{"$f":"Klimadaten!O13","v":{"$error":"#N/A"}},{"$error":"#VALUE!"},0,{"$error":"#VALUE!"},0,{"$error":"#VALUE!"},{"$error":"#VALUE!"},0,{"$error":"#VALUE!"},0,{"$error":"#VALUE!"},{"$error":"#N/A"},{"$error":"#N/A"},{"$error":"#VALUE!"},{"$error":"#VALUE!"},{"$error":"#VALUE!"},{"$error":"#VALUE!"},{"$error":"#N/A"},{"$error":"#N/A"},{"$error":"#N/A"},{"$error":"#N/A"},{"$error":"#N/A"},{"$error":"#N/A"},{"$error":"#VALUE!"},{"$error":"#VALUE!"},{"$error":"#VALUE!"},{"$error":"#VALUE!"},{"$error":"#N/A"},{"$error":"#N/A"},{"$error":"#N/A"},{"$error":"#N/A"},{"$error":"#N/A"},{"$error":"#N/A"},{"$error":"#N/A"},{"$error":"#N/A"},{"$error":"#VALUE!"},{"$error":"#N/A"},{"$error":"#N/A"},{"$error":"#N/A"}]
[-16,{"$f":"Klimadaten!O14","v":{"$error":"#N/A"}},{"$error":"#VALUE!"},0,{"$error":"#VALUE!"},0,{"$error":"#VALUE!"},{"$error":"#VALUE!"},0,{"$error":"#VALUE!"},0,{"$error":"#VALUE!"},{"$error":"#N/A"},{"$error":"#N/A"},{"$error":"#VALUE!"},{"$error":"#VALUE!"},{"$error":"#VALUE!"},{"$error":"#VALUE!"},{"$error":"#N/A"},{"$error":"#N/A"},{"$error":"#N/A"},{"$error":"#N/A"},{"$error":"#N/A"},{"$error":"#N/A"},{"$error":"#VALUE!"},{"$error":"#VALUE!"},{"$error":"#VALUE!"},{"$error":"#VALUE!"},{"$error":"#N/A"},{"$error":"#N/A"},{"$error":"#N/A"},{"$error":"#N/A"},{"$error":"#N/A"},{"$error":"#N/A"},{"$error":"#N/A"},{"$error":"#N/A"},{"$error":"#VALUE!"},{"$error":"#N/A"},{"$error":"#N/A"},{"$error":"#N/A"}]
[-15,{"$f":"Klimadaten!O15","v":{"$error":"#N/A"}},{"$error":"#VALUE!"},0,{"$error":"#VALUE!"},0,{"$error":"#VALUE!"},{"$error":"#VALUE!"},0,{"$error":"#VALUE!"},0,{"$error":"#VALUE!"},{"$error":"#N/A"},{"$error":"#N/A"},{"$error":"#VALUE!"},{"$error":"#VALUE!"},{"$error":"#VALUE!"},{"$error":"#VALUE!"},{"$error":"#N/A"},{"$error":"#N/A"},{"$error":"#N/A"},{"$error":"#N/A"},{"$error":"#N/A"},{"$error":"#N/A"},{"$error":"#VALUE!"},{"$error":"#VALUE!"},{"$error":"#VALUE!"},{"$error":"#VALUE!"},{"$error":"#N/A"},{"$error":"#N/A"},{"$error":"#N/A"},{"$error":"#N/A"},{"$error":"#N/A"},{"$error":"#N/A"},{"$error":"#N/A"},{"$error":"#N/A"},{"$error":"#VALUE!"},{"$error":"#N/A"},{"$error":"#N/A"},{"$error":"#N/A"}]
[-14,{"$f":"Klimadaten!O16","v":{"$error":"#N/A"}},{"$error":"#VALUE!"},0,{"$error":"#VALUE!"},0,{"$error":"#VALUE!"},{"$error":"#VALUE!"},0,{"$error":"#VALUE!"},0,{"$error":"#VALUE!"},{"$error":"#N/A"},{"$error":"#N/A"},{"$error":"#VALUE!"},{"$error":"#VALUE!"},{"$error":"#VALUE!"},{"$error":"#VALUE!"},{"$error":"#N/A"},{"$error":"#N/A"},{"$error":"#N/A"},{"$error":"#N/A"},{"$error":"#N/A"},{"$error":"#N/A"},{"$error":"#VALUE!"},{"$error":"#VALUE!"},{"$error":"#VALUE!"},{"$error":"#VALUE!"},{"$error":"#N/A"},{"$error":"#N/A"},{"$error":"#N/A"},{"$error":"#N/A"},{"$error":"#N/A"},{"$error":"#N/A"},{"$error":"#N/A"},{"$error":"#N/A"},{"$error":"#VALUE!"},{"$error":"#N/A"},{"$error":"#N/A"},{"$error":"#N/A"}]
[-13,{"$f":"Klimadaten!O17","v":{"$error":"#N/A"}},{"$error":"#VALUE!"},0,{"$error":"#VALUE!"},0,{"$error":"#VALUE!"},{"$error":"#VALUE!"},0,{"$error":"#VALUE!"},0,{"$error":"#VALUE!"},{"$error":"#N/A"},{"$error":"#N/A"},{"$error":"#VALUE!"},{"$error":"#VALUE!"},{"$error":"#VALUE!"},{"$error":"#VALUE!"},{"$error":"#N/A"},{"$error":"#N/A"},{"$error":"#N/A"},{"$error":"#N/A"},{"$error":"#N/A"},{"$error":"#N/A"},{"$error":"#VALUE!"},{"$error":"#VALUE!"},{"$error":"#VALUE!"},{"$error":"#VALUE!"},{"$error":"#N/A"},{"$error":"#N/A"},{"$error":"#N/A"},{"$error":"#N/A"},{"$error":"#N/A"},{"$error":"#N/A"},{"$error":"#N/A"},{"$error":"#N/A"},{"$error":"#VALUE!"},{"$error":"#N/A"},{"$error":"#N/A"},{"$error":"#N/A"}]
[-12,{"$f":"Klimadaten!O18","v":{"$error":"#N/A"}},{"$error":"#VALUE!"},0,{"$error":"#VALUE!"},0,{"$error":"#VALUE!"},{"$error":"#VALUE!"},0,{"$error":"#VALUE!"},0,{"$error":"#VALUE!"},{"$error":"#N/A"},{"$error":"#N/A"},{"$error":"#VALUE!"},{"$error":"#VALUE!"},{"$error":"#VALUE!"},{"$error":"#VALUE!"},{"$error":"#N/A"},{"$error":"#N/A"},{"$error":"#N/A"},{"$error":"#N/A"},{"$error":"#N/A"},{"$error":"#N/A"},{"$error":"#VALUE!"},{"$error":"#VALUE!"},{"$error":"#VALUE!"},{"$error":"#VALUE!"},{"$error":"#N/A"},{"$error":"#N/A"},{"$error":"#N/A"},{"$f":"IF(W97=0,0,AE97/(B97))","v":{"$error":"#N/A"}},{"$error":"#N/A"},{"$error":"#N/A"},{"$error":"#N/A"},{"$error":"#N/A"},{"$error":"#VALUE!"},{"$error":"#N/A"},{"$error":"#N/A"},{"$error":"#N/A"}]
[-11,{"$f":"Klimadaten!O19","v":{"$error":"#N/A"}},{"$error":"#VALUE!"},0,{"$error":"#VALUE!"},0,{"$error":"#VALUE!"},{"$error":"#VALUE!"},0,{"$error":"#VALUE!"},0,{"$error":"#VALUE!"},{"$error":"#N/A"},{"$error":"#N/A"},{"$error":"#VALUE!"},{"$error":"#VALUE!"},{"$error":"#VALUE!"},{"$error":"#VALUE!"},{"$error":"#N/A"},{"$error":"#N/A"},{"$error":"#N/A"},{"$error":"#N/A"},{"$error":"#N/A"},{"$error":"#N/A"},{"$error":"#VALUE!"},{"$error":"#VALUE!"},{"$error":"#VALUE!"},{"$error":"#VALUE!"},{"$error":"#N/A"},{"$error":"#N/A"},{"$error":"#N/A"},{"$error":"#N/A"},{"$error":"#N/A"},{"$error":"#N/A"},{"$error":"#N/A"},{"$error":"#N/A"},{"$error":"#VALUE!"},{"$error":"#N/A"},{"$error":"#N/A"},{"$error":"#N/A"}]
[-10,{"$f":"Klimadaten!O20","v":{"$error":"#N/A"}},{"$error":"#VALUE!"},0,{"$error":"#VALUE!"},0,{"$error":"#VALUE!"},{"$error":"#VALUE!"},0,{"$error":"#VALUE!"},0,{"$error":"#VALUE!"},{"$error":"#N/A"},{"$error":"#N/A"},{"$error":"#VALUE!"},{"$error":"#VALUE!"},{"$error":"#VALUE!"},{"$error":"#VALUE!"},{"$error":"#N/A"},{"$error":"#N/A"},{"$error":"#N/A"},{"$error":"#N/A"},{"$error":"#N/A"},{"$error":"#N/A"},{"$error":"#VALUE!"},{"$error":"#VALUE!"},{"$error":"#VALUE!"},{"$error":"#VALUE!"},{"$error":"#N/A"},{"$error":"#N/A"},{"$error":"#N/A"},{"$error":"#N/A"},{"$error":"#N/A"},{"$error":"#N/A"},{"$error":"#N/A"},{"$error":"#N/A"},{"$error":"#VALUE!"},{"$error":"#N/A"},{"$error":"#N/A"},{"$error":"#N/A"}]
[-9,{"$f":"Klimadaten!O21","v":{"$error":"#N/A"}},{"$error":"#VALUE!"},0,{"$error":"#VALUE!"},0,{"$error":"#VALUE!"},{"$error":"#VALUE!"},0,{"$error":"#VALUE!"},0,{"$error":"#VALUE!"},{"$error":"#N/A"},{"$error":"#N/A"},{"$error":"#VALUE!"},{"$error":"#VALUE!"},{"$error":"#VALUE!"},{"$error":"#VALUE!"},{"$error":"#N/A"},{"$error":"#N/A"},{"$error":"#N/A"},{"$error":"#N/A"},{"$error":"#N/A"},{"$error":"#N/A"},{"$error":"#VALUE!"},{"$error":"#VALUE!"},{"$error":"#VALUE!"},{"$error":"#VALUE!"},{"$error":"#N/A"},{"$error":"#N/A"},{"$error":"#N/A"},{"$error":"#N/A"},{"$error":"#N/A"},{"$error":"#N/A"},{"$error":"#N/A"},{"$error":"#N/A"},{"$error":"#VALUE!"},{"$f":"IF(A100>=$D$30,$D$30,IF(A100<=$D$5,$D$6,$D$6-($D$5-$A100)*(($D$30-$D$6)/($D$30-$D$5))))","v":{"$error":"#N/A"}},{"$error":"#N/A"},{"$error":"#N/A"}]
[-8,{"$f":"Klimadaten!O22","v":{"$error":"#N/A"}},{"$error":"#VALUE!"},0,{"$error":"#VALUE!"},0,{"$error":"#VALUE!"},{"$error":"#VALUE!"},0,{"$error":"#VALUE!"},0,{"$error":"#VALUE!"},{"$error":"#N/A"},{"$error":"#N/A"},{"$error":"#VALUE!"},{"$error":"#VALUE!"},{"$error":"#VALUE!"},{"$error":"#VALUE!"},{"$error":"#N/A"},{"$error":"#N/A"},{"$error":"#N/A"},{"$error":"#N/A"},{"$error":"#N/A"},{"$error":"#N/A"},{"$error":"#VALUE!"},{"$error":"#VALUE!"},{"$error":"#VALUE!"},{"$error":"#VALUE!"},{"$error":"#N/A"},{"$error":"#N/A"},{"$error":"#N/A"},{"$error":"#N/A"},{"$error":"#N/A"},{"$error":"#N/A"},{"$error":"#N/A"},{"$error":"#N/A"},{"$error":"#VALUE!"},{"$error":"#N/A"},{"$error":"#N/A"},{"$error":"#N/A"}]
[-7,{"$f":"Klimadaten!O23","v":{"$error":"#N/A"}},{"$error":"#VALUE!"},0,{"$error":"#VALUE!"},0,{"$error":"#VALUE!"},{"$error":"#VALUE!"},0,{"$error":"#VALUE!"},0,{"$error":"#VALUE!"},{"$error":"#N/A"},{"$error":"#N/A"},{"$error":"#VALUE!"},{"$error":"#VALUE!"},{"$error":"#VALUE!"},{"$error":"#VALUE!"},{"$error":"#N/A"},{"$error":"#N/A"},{"$error":"#N/A"},{"$error":"#N/A"},{"$error":"#N/A"},{"$error":"#N/A"},{"$error":"#VALUE!"},{"$error":"#VALUE!"},{"$error":"#VALUE!"},{"$error":"#VALUE!"},{"$error":"#N/A"},{"$error":"#N/A"},{"$error":"#N/A"},{"$error":"#N/A"},{"$error":"#N/A"},{"$error":"#N/A"},{"$error":"#N/A"},{"$error":"#N/A"},{"$error":"#VALUE!"},{"$error":"#N/A"},{"$error":"#N/A"},{"$error":"#N/A"}]
[-6,{"$f":"Klimadaten!O24","v":{"$error":"#N/A"}},{"$error":"#VALUE!"},0,{"$error":"#VALUE!"},0,{"$error":"#VALUE!"},{"$error":"#VALUE!"},0,{"$error":"#VALUE!"},0,{"$error":"#VALUE!"},{"$error":"#N/A"},{"$error":"#N/A"},{"$error":"#VALUE!"},{"$error":"#VALUE!"},{"$error":"#VALUE!"},{"$error":"#VALUE!"},{"$error":"#N/A"},{"$error":"#N/A"},{"$error":"#N/A"},{"$error":"#N/A"},{"$error":"#N/A"},{"$error":"#N/A"},{"$error":"#VALUE!"},{"$error":"#VALUE!"},{"$error":"#VALUE!"},{"$error":"#VALUE!"},{"$error":"#N/A"},{"$error":"#N/A"},{"$error":"#N/A"},{"$error":"#N/A"},{"$error":"#N/A"},{"$error":"#N/A"},{"$error":"#N/A"},{"$error":"#N/A"},{"$error":"#VALUE!"},{"$error":"#N/A"},{"$error":"#N/A"},{"$error":"#N/A"}]
[-5,{"$f":"Klimadaten!O25","v":{"$error":"#N/A"}},{"$error":"#VALUE!"},0,{"$error":"#VALUE!"},0,{"$error":"#VALUE!"},{"$error":"#VALUE!"},0,{"$error":"#VALUE!"},0,{"$error":"#VALUE!"},{"$error":"#N/A"},{"$error":"#N/A"},{"$error":"#VALUE!"},{"$error":"#VALUE!"},{"$error":"#VALUE!"},{"$error":"#VALUE!"},{"$error":"#N/A"},{"$error":"#N/A"},{"$error":"#N/A"},{"$error":"#N/A"},{"$error":"#N/A"},{"$error":"#N/A"},{"$error":"#VALUE!"},{"$error":"#VALUE!"},{"$error":"#VALUE!"},{"$error":"#VALUE!"},{"$error":"#N/A"},{"$error":"#N/A"},{"$error":"#N/A"},{"$error":"#N/A"},{"$error":"#N/A"},{"$error":"#N/A"},{"$error":"#N/A"},{"$error":"#N/A"},{"$error":"#VALUE!"},{"$error":"#N/A"},{"$error":"#N/A"},{"$error":"#N/A"}]
[-4,{"$f":"Klimadaten!O26","v":{"$error":"#N/A"}},{"$error":"#VALUE!"},0,{"$error":"#VALUE!"},0,{"$error":"#VALUE!"},{"$error":"#VALUE!"},0,{"$error":"#VALUE!"},0,{"$error":"#VALUE!"},{"$error":"#N/A"},{"$error":"#N/A"},{"$error":"#VALUE!"},{"$error":"#VALUE!"},{"$error":"#VALUE!"},{"$error":"#VALUE!"},{"$error":"#N/A"},{"$error":"#N/A"},{"$error":"#N/A"},{"$error":"#N/A"},{"$error":"#N/A"},{"$error":"#N/A"},{"$error":"#VALUE!"},{"$error":"#VALUE!"},{"$error":"#VALUE!"},{"$error":"#VALUE!"},{"$error":"#N/A"},{"$error":"#N/A"},{"$error":"#N/A"},{"$error":"#N/A"},{"$error":"#N/A"},{"$error":"#N/A"},{"$error":"#N/A"},{"$error":"#N/A"},{"$error":"#VALUE!"},{"$error":"#N/A"},{"$error":"#N/A"},{"$error":"#N/A"}]
[-3,{"$f":"Klimadaten!O27","v":{"$error":"#N/A"}},{"$error":"#VALUE!"},0,{"$error":"#VALUE!"},0,{"$error":"#VALUE!"},{"$error":"#VALUE!"},0,{"$error":"#VALUE!"},0,{"$error":"#VALUE!"},{"$error":"#N/A"},{"$error":"#N/A"},{"$error":"#VALUE!"},{"$error":"#VALUE!"},{"$error":"#VALUE!"},{"$error":"#VALUE!"},{"$error":"#N/A"},{"$error":"#N/A"},{"$error":"#N/A"},{"$error":"#N/A"},{"$error":"#N/A"},{"$error":"#N/A"},{"$error":"#VALUE!"},{"$error":"#VALUE!"},{"$error":"#VALUE!"},{"$error":"#VALUE!"},{"$error":"#N/A"},{"$error":"#N/A"},{"$error":"#N/A"},{"$error":"#N/A"},{"$error":"#N/A"},{"$error":"#N/A"},{"$error":"#N/A"},{"$error":"#N/A"},{"$error":"#VALUE!"},{"$error":"#N/A"},{"$error":"#N/A"},{"$error":"#N/A"}]
[-2,{"$f":"Klimadaten!O28","v":{"$error":"#N/A"}},{"$error":"#VALUE!"},0,{"$error":"#VALUE!"},0,{"$error":"#VALUE!"},{"$error":"#VALUE!"},0,{"$error":"#VALUE!"},0,{"$error":"#VALUE!"},{"$error":"#N/A"},{"$error":"#N/A"},{"$error":"#VALUE!"},{"$error":"#VALUE!"},{"$error":"#VALUE!"},{"$error":"#VALUE!"},{"$error":"#N/A"},{"$error":"#N/A"},{"$error":"#N/A"},{"$error":"#N/A"},{"$error":"#N/A"},{"$error":"#N/A"},{"$error":"#VALUE!"},{"$error":"#VALUE!"},{"$error":"#VALUE!"},{"$error":"#VALUE!"},{"$error":"#N/A"},{"$error":"#N/A"},{"$error":"#N/A"},{"$error":"#N/A"},{"$error":"#N/A"},{"$error":"#N/A"},{"$error":"#N/A"},{"$error":"#N/A"},{"$error":"#VALUE!"},{"$error":"#N/A"},{"$error":"#N/A"},{"$error":"#N/A"}]
[-1,{"$f":"Klimadaten!O29","v":{"$error":"#N/A"}},{"$error":"#VALUE!"},0,{"$error":"#VALUE!"},0,{"$error":"#VALUE!"},{"$error":"#VALUE!"},0,{"$error":"#VALUE!"},0,{"$error":"#VALUE!"},{"$error":"#N/A"},{"$error":"#N/A"},{"$error":"#VALUE!"},{"$error":"#VALUE!"},{"$error":"#VALUE!"},{"$error":"#VALUE!"},{"$error":"#N/A"},{"$error":"#N/A"},{"$error":"#N/A"},{"$error":"#N/A"},{"$error":"#N/A"},{"$error":"#N/A"},{"$error":"#VALUE!"},{"$error":"#VALUE!"},{"$error":"#VALUE!"},{"$error":"#VALUE!"},{"$error":"#N/A"},{"$error":"#N/A"},{"$error":"#N/A"},{"$error":"#N/A"},{"$error":"#N/A"},{"$error":"#N/A"},{"$error":"#N/A"},{"$error":"#N/A"},{"$error":"#VALUE!"},{"$error":"#N/A"},{"$error":"#N/A"},{"$error":"#N/A"}]
[0,{"$f":"Klimadaten!O30","v":{"$error":"#N/A"}},{"$error":"#VALUE!"},0,{"$error":"#VALUE!"},0,{"$error":"#VALUE!"},{"$error":"#VALUE!"},0,{"$error":"#VALUE!"},0,{"$error":"#VALUE!"},{"$error":"#N/A"},{"$error":"#N/A"},0,0,0,0,{"$error":"#N/A"},{"$error":"#N/A"},{"$error":"#N/A"},{"$error":"#N/A"},{"$error":"#N/A"},{"$error":"#N/A"},0,0,0,0,{"$error":"#N/A"},{"$error":"#N/A"},{"$error":"#N/A"},{"$error":"#N/A"},{"$error":"#N/A"},{"$error":"#N/A"},{"$error":"#N/A"},{"$error":"#N/A"},{"$error":"#VALUE!"},{"$error":"#N/A"},{"$error":"#N/A"},{"$error":"#N/A"}]
[1,{"$f":"Klimadaten!O31","v":{"$error":"#N/A"}},{"$error":"#VALUE!"},0,{"$error":"#VALUE!"},0,{"$error":"#VALUE!"},{"$error":"#VALUE!"},0,{"$error":"#VALUE!"},0,{"$error":"#VALUE!"},0,0,0,0,0,0,0,{"$error":"#VALUE!"},0,0,0,0,0,0,0,0,0,{"$error":"#VALUE!"},0,0,{"$error":"#N/A"},{"$error":"#N/A"},{"$error":"#N/A"},{"$error":"#N/A"},{"$error":"#VALUE!"},{"$error":"#N/A"},{"$error":"#N/A"},{"$error":"#N/A"}]
[2,{"$f":"Klimadaten!O32","v":{"$error":"#N/A"}},{"$error":"#VALUE!"},0,{"$error":"#VALUE!"},0,{"$error":"#VALUE!"},{"$error":"#VALUE!"},0,{"$error":"#VALUE!"},0,{"$error":"#VALUE!"},0,0,0,0,0,0,0,{"$error":"#VALUE!"},0,0,0,0,0,0,0,0,0,{"$error":"#VALUE!"},0,0,{"$error":"#N/A"},{"$error":"#N/A"},{"$error":"#N/A"},{"$error":"#N/A"},{"$error":"#VALUE!"},{"$error":"#N/A"},{"$error":"#N/A"},{"$error":"#N/A"}]
[3,{"$f":"Klimadaten!O33","v":{"$error":"#N/A"}},{"$error":"#VALUE!"},0,{"$error":"#VALUE!"},0,{"$error":"#VALUE!"},{"$error":"#VALUE!"},0,{"$error":"#VALUE!"},0,{"$error":"#VALUE!"},0,0,0,0,0,0,0,{"$error":"#VALUE!"},0,0,0,0,0,0,0,0,0,{"$error":"#VALUE!"},0,0,{"$error":"#N/A"},{"$error":"#N/A"},{"$error":"#N/A"},{"$error":"#N/A"},{"$error":"#VALUE!"},{"$error":"#N/A"},{"$error":"#N/A"},{"$error":"#N/A"}]
[4,{"$f":"Klimadaten!O34","v":{"$error":"#N/A"}},{"$error":"#VALUE!"},0,{"$error":"#VALUE!"},0,{"$error":"#VALUE!"},{"$error":"#VALUE!"},0,{"$error":"#VALUE!"},0,{"$error":"#VALUE!"},0,0,0,0,0,0,0,{"$error":"#VALUE!"},0,0,0,0,0,0,0,0,0,{"$error":"#VALUE!"},0,0,{"$error":"#N/A"},{"$error":"#N/A"},{"$error":"#N/A"},{"$error":"#N/A"},{"$error":"#VALUE!"},{"$error":"#N/A"},{"$error":"#N/A"},{"$error":"#N/A"}]
[5,{"$f":"Klimadaten!O35","v":{"$error":"#N/A"}},{"$error":"#VALUE!"},0,{"$error":"#VALUE!"},0,{"$error":"#VALUE!"},{"$error":"#VALUE!"},0,{"$error":"#VALUE!"},0,{"$error":"#VALUE!"},0,0,0,0,0,0,0,{"$error":"#VALUE!"},0,0,0,0,0,0,0,0,0,{"$error":"#VALUE!"},0,0,{"$error":"#N/A"},{"$error":"#N/A"},{"$error":"#N/A"},{"$error":"#N/A"},{"$error":"#VALUE!"},{"$error":"#N/A"},{"$error":"#N/A"},{"$error":"#N/A"}]
[6,{"$f":"Klimadaten!O36","v":{"$error":"#N/A"}},{"$error":"#VALUE!"},0,{"$error":"#VALUE!"},0,{"$error":"#VALUE!"},{"$error":"#VALUE!"},0,{"$error":"#VALUE!"},0,{"$error":"#VALUE!"},0,0,0,0,0,0,0,{"$error":"#VALUE!"},0,0,0,0,0,0,0,0,0,{"$error":"#VALUE!"},0,0,{"$error":"#N/A"},{"$error":"#N/A"},{"$error":"#N/A"},{"$error":"#N/A"},{"$error":"#VALUE!"},{"$error":"#N/A"},{"$error":"#N/A"},{"$error":"#N/A"}]
[7,{"$f":"Klimadaten!O37","v":{"$error":"#N/A"}},{"$error":"#VALUE!"},{"$f":"IF(A116>$B$58,$C$58,IF(A116<$B$55,$C$55,IF($A116<=$B$56,$C$56-($B$56-$A116)*$B$69,IF($A116<=$B$57,$C$57-($B$57-$A116)*$B$70,$C$58-($B$58-$A116)*$B$71))))","v":0},{"$f":"IF($D$14=$T$73,D116-(C116*3.6)/(4.19*D$12),IF(C116>0,D116-(D$8*3600)/(D$12*1000*4.2),D116))","v":{"$error":"#VALUE!"}},{"$f":"IF(A116>$E$58,$F$58,IF(A116<$E$55,$F$55,IF($A116<=$E$56,$F$56-($E$56-$A116)*$C$69,IF($A116<=$E$57,$F$57-($E$57-$A116)*$C$70,$F$58-($E$58-$A116)*$C$71))))","v":0},{"$f":"IF($D$14=$T$73,F116-(C116*3.6)/(4.19*D$12),IF(C116>0,F116-(D$8*3600)/(D$12*1000*4.2),F116))","v":{"$error":"#VALUE!"}},{"$error":"#VALUE!"},{"$f":"IF(A116>$B$64,$C$64,IF(A116<$B$61,$C$61,IF($A116<=$B$62,$C$62-($B$62-$A116)*$H$69,IF($A116<=$B$63,$C$63-($B$63-$A116)*$H$70,$C$64-($B$64-$A116)*$H$71))))","v":0},{"$f":"IF($D$14=$T$73,I116-(H116*3.6)/(4.19*E$12),IF(H116>0,I116-(D116-E116),I116))","v":{"$error":"#VALUE!"}},{"$f":"IF(A116>$E$64,$F$64,IF(A116<$E$61,$F$61,IF($A116<=$E$62,$F$62-($E$62-$A116)*$I$69,IF($A116<=$E$63,$F$63-($E$63-$A116)*$I$70,$F$64-($E$64-$A116)*$I$71))))","v":0},{"$f":"IF($D$14=$T$73,K116-(H116*3.6)/(4.19*E$12),IF(H116>0,K116-(D$150*3600)/(E$12*1000*4.2),K116))","v":{"$error":"#VALUE!"}},0,0,0,0,{"$f":"IF(O116>0,((D$10*O$71+D$9*O$70)*(((E116-O$72+D116-O$72))/2)+5.67*(10^-8)*0.74*((((D116+E116)/2)+273.15)^4-($O$72+273.15)^4)*($D$10*2*3.14*$D$11/1000))/1000,0)","v":0},{"$f":"IF(P116>0,((D$10*P$71+D$9*P$70)*(((G116-P$72+F116-P$72))/2)+5.67*(10^-8)*0.74*((((F116+G116)/2)+273.15)^4-($O$72+273.15)^4)*($D$10*2*3.14*$D$11/1000))/1000,0)","v":0},{"$f":"IF(D$15=$U$70,M116+N116,IF(D$15=$U$71,(M116+N116)*$D$22,B116/365*$D$28))","v":0},{"$f":"IF(AND(D$15=$U$71,OR($D$16=$R$70,$R$71=$D$16)),S116*$D$13*$D$26,S116*$D$13)","v":{"$error":"#VALUE!"}},{"$f":"IF($D$29=1,(M116*(O116+Q116)+N116*(P116+R116))*$K$14,(M116*(O116+Q116)+N116*(P116+R116))*$D$29)","v":0},0,0,0,0,0,{"$f":"IF(Y116>0,((E$10*O$71+E$9*O$70)*(((J116-O$72+I116-O$72))/2)+5.67*(10^-8)*0.74*((((I116+J116)/2)+273.15)^4-($O$72+273.15)^4)*($E$10*2*3.14*$E$11/1000))/1000,0)","v":0},{"$f":"IF(Z116>0,((E$10*P$71+E$9*P$70)*(((L116-P$72+K116-P$72))/2)+5.67*(10^-8)*0.74*((((K116+L116)/2)+273.15)^4-($O$72+273.15)^4)*($E$10*2*3.14*$E$11/1000))/1000,0)","v":0},{"$f":"IF(E$15=$U$70,W116+X116,IF(E$15=$U$71,(W116+X116)*$D$22,B116/365*$D$28))","v":0},{"$f":"IF(AND($E$15=$U$71,OR($D$16=$R$70,$R$71=$D$16)),AC116*$E$13*$D$26,AC116*$E$13)","v":{"$error":"#VALUE!"}},{"$f":"IF($D$29=1,(W116*(Y116+AA116)+X116*(Z116+AB116))*$K$14,(W116*(Y116+AA116)+X116*(Z116+AB116))*$D$29)","v":0},0,{"$f":"IF(AL116-AM116=0,$D$25+A116,IF(A116>=$D$18,A116+$D$25+0.000001,IF($D$25+A116>(A116*(D116+E116)/2-A116*(AL116+AM116)/2+A116*(AN116)-(D116+E116)/2*(AN116))/(A116-(AL116+AM116)/2),$D$25+A116,(A116*(D116+E116)/2-A116*(AL116+AM116)/2+A116*(AN116)-(D116+E116)/2*(AN116))/(A116-(AL116+AM116)/2))))","v":{"$error":"#N/A"}},{"$f":"IF(AL116-AM116=0,$D$25+A116,IF(A116>=$D$19,A116+$D$25+0.000001,IF($D$25+A116>(A116*(F116+G116)/2-A116*(AL116+AM116)/2+A116*(AN116)-(F116+G116)/2*(AN116))/(A116-(AL116+AM116)/2),$D$25+A116,(A116*(F116+G116)/2-A116*(AL116+AM116)/2+A116*(AN116)-(F116+G116)/2*(AN116))/(A116-(AL116+AM116)/2))))","v":{"$error":"#N/A"}},{"$f":"IF(AL116-AM116=0,A116+$D$25,IF(A116>=$E$18,A116+$D$25+0.000001,IF($D$25+A116>(A116*(I116+J116)/2-A116*(AL116+AM116)/2+A116*(AN116)-(I116+J116)/2*(AN116))/(A116-(AL116+AM116)/2),$D$25+A116,(A116*(I116+J116)/2-A116*(AL116+AM116)/2+A116*(AN116)-(I116+J116)/2*(AN116))/(A116-(AL116+AM116)/2))))","v":{"$error":"#N/A"}},{"$f":"IF(AL116-AM116=0,A116+$D$25,IF(A116>=$E$19,A116+$D$25+0.000001,IF($D$25+A116>(A116*(K116+L116)/2-A116*(AL116+AM116)/2+A116*(AN116)-(K116+L116)/2*(AN116))/(A116-(AL116+AM116)/2),$D$25+A116,(A116*(K116+L116)/2-A116*(AL116+AM116)/2+A116*(AN116)-(K116+L116)/2*(AN116))/(A116-(AL116+AM116)/2))))","v":{"$error":"#N/A"}},{"$error":"#VALUE!"},{"$f":"IF(A116>=$D$30,$D$30,IF(A116<=$D$5,$D$6,$D$6-($D$5-$A116)*(($D$30-$D$6)/($D$30-$D$5))))","v":{"$error":"#N/A"}},{"$f":"IF($D$14=$T$73,AL116-(AK116*3.6)/(4.19*D$12),IF(AK116>0,AL116-(D$8*3600)/(D$12*1000*4.2),AL116))","v":{"$error":"#N/A"}},{"$f":"($D$5*(AL116+AM116)/2-A116*($D$6+$D$7)/2+A116*($D$30+$D$25)-(AL116+AM116)/2*($D$30+$D$25))/($D$5-($D$6+$D$7)/2)","v":{"$error":"#N/A"}}]
[8,{"$f":"Klimadaten!O38","v":{"$error":"#N/A"}},{"$error":"#VALUE!"},0,{"$error":"#VALUE!"},0,{"$error":"#VALUE!"},{"$error":"#VALUE!"},0,{"$error":"#VALUE!"},0,{"$error":"#VALUE!"},0,0,0,0,0,0,0,{"$error":"#VALUE!"},0,0,0,0,0,0,0,0,0,{"$error":"#VALUE!"},0,0,{"$error":"#N/A"},{"$error":"#N/A"},{"$error":"#N/A"},{"$error":"#N/A"},{"$error":"#VALUE!"},{"$error":"#N/A"},{"$error":"#N/A"},{"$error":"#N/A"}]
[9,{"$f":"Klimadaten!O39","v":{"$error":"#N/A"}},{"$error":"#VALUE!"},0,{"$error":"#VALUE!"},0,{"$error":"#VALUE!"},{"$error":"#VALUE!"},0,{"$error":"#VALUE!"},0,{"$error":"#VALUE!"},0,0,0,0,0,0,0,{"$error":"#VALUE!"},0,0,0,0,0,0,0,0,0,{"$error":"#VALUE!"},0,0,{"$error":"#N/A"},{"$error":"#N/A"},{"$error":"#N/A"},{"$error":"#N/A"},{"$error":"#VALUE!"},{"$error":"#N/A"},{"$error":"#N/A"},{"$error":"#N/A"}]
[10,{"$f":"Klimadaten!O40","v":{"$error":"#N/A"}},{"$error":"#VALUE!"},0,{"$error":"#VALUE!"},0,{"$error":"#VALUE!"},{"$error":"#VALUE!"},0,{"$error":"#VALUE!"},0,{"$error":"#VALUE!"},0,0,0,0,0,0,0,{"$error":"#VALUE!"},0,0,0,0,0,0,0,0,0,{"$error":"#VALUE!"},0,0,{"$error":"#N/A"},{"$error":"#N/A"},{"$error":"#N/A"},{"$error":"#N/A"},{"$error":"#VALUE!"},{"$error":"#N/A"},{"$error":"#N/A"},{"$error":"#N/A"}]
[11,{"$f":"Klimadaten!O41","v":{"$error":"#N/A"}},{"$error":"#VALUE!"},0,{"$error":"#VALUE!"},0,{"$error":"#VALUE!"},{"$error":"#VALUE!"},0,{"$error":"#VALUE!"},0,{"$error":"#VALUE!"},0,0,0,0,0,0,0,{"$error":"#VALUE!"},0,0,0,0,0,0,0,0,0,{"$error":"#VALUE!"},0,0,{"$error":"#N/A"},{"$error":"#N/A"},{"$error":"#N/A"},{"$error":"#N/A"},{"$error":"#VALUE!"},{"$error":"#N/A"},{"$error":"#N/A"},{"$error":"#N/A"}]
[12,{"$f":"Klimadaten!O42","v":{"$error":"#N/A"}},{"$error":"#VALUE!"},0,{"$error":"#VALUE!"},0,{"$error":"#VALUE!"},{"$error":"#VALUE!"},0,{"$error":"#VALUE!"},0,{"$error":"#VALUE!"},0,0,0,0,0,0,0,{"$error":"#VALUE!"},0,0,0,0,0,0,0,0,0,{"$error":"#VALUE!"},0,0,{"$error":"#N/A"},{"$error":"#N/A"},{"$error":"#N/A"},{"$error":"#N/A"},{"$error":"#VALUE!"},{"$error":"#N/A"},{"$error":"#N/A"},{"$error":"#N/A"}]
[13,{"$f":"Klimadaten!O43","v":{"$error":"#N/A"}},{"$error":"#VALUE!"},0,{"$error":"#VALUE!"},0,{"$error":"#VALUE!"},{"$error":"#VALUE!"},0,{"$error":"#VALUE!"},0,{"$error":"#VALUE!"},0,0,0,0,0,0,0,{"$error":"#VALUE!"},0,0,0,0,0,0,0,0,0,{"$error":"#VALUE!"},0,0,{"$error":"#N/A"},{"$error":"#N/A"},{"$error":"#N/A"},{"$error":"#N/A"},{"$error":"#VALUE!"},{"$error":"#N/A"},{"$error":"#N/A"},{"$error":"#N/A"}]
[14,{"$f":"Klimadaten!O44","v":{"$error":"#N/A"}},{"$f":"IF(OR(D$17=$T$70,D$17=$T$71),$D$8*$D$24,MAX(0,AK123/($D$5-$D$27)*($D$5-$B$72)))","v":{"$error":"#VALUE!"}},0,{"$error":"#VALUE!"},0,{"$error":"#VALUE!"},{"$error":"#VALUE!"},0,{"$error":"#VALUE!"},0,{"$error":"#VALUE!"},0,0,0,0,0,0,0,{"$error":"#VALUE!"},0,0,0,0,0,0,0,0,0,{"$error":"#VALUE!"},0,0,{"$error":"#N/A"},{"$error":"#N/A"},{"$error":"#N/A"},{"$error":"#N/A"},{"$error":"#VALUE!"},{"$error":"#N/A"},{"$error":"#N/A"},{"$error":"#N/A"}]
[15,{"$f":"Klimadaten!O45","v":{"$error":"#N/A"}},{"$error":"#VALUE!"},0,{"$error":"#VALUE!"},0,{"$error":"#VALUE!"},{"$error":"#VALUE!"},0,{"$error":"#VALUE!"},0,{"$error":"#VALUE!"},0,0,0,0,0,0,0,{"$error":"#VALUE!"},0,0,0,0,0,0,0,0,0,{"$error":"#VALUE!"},0,0,{"$error":"#N/A"},{"$error":"#N/A"},{"$error":"#N/A"},{"$error":"#N/A"},{"$error":"#VALUE!"},{"$error":"#N/A"},{"$error":"#N/A"},{"$error":"#N/A"}]
[16,{"$f":"Klimadaten!O46","v":{"$error":"#N/A"}},{"$error":"#VALUE!"},0,{"$error":"#VALUE!"},0,{"$error":"#VALUE!"},{"$error":"#VALUE!"},0,{"$error":"#VALUE!"},0,{"$error":"#VALUE!"},0,0,0,0,0,0,0,{"$error":"#VALUE!"},0,0,0,0,0,0,0,0,0,{"$error":"#VALUE!"},0,0,{"$error":"#N/A"},{"$error":"#N/A"},{"$error":"#N/A"},{"$error":"#N/A"},{"$error":"#VALUE!"},{"$error":"#N/A"},{"$error":"#N/A"},{"$error":"#N/A"}]
[17,{"$f":"Klimadaten!O47","v":{"$error":"#N/A"}},{"$error":"#VALUE!"},0,{"$error":"#VALUE!"},0,{"$error":"#VALUE!"},{"$error":"#VALUE!"},0,{"$error":"#VALUE!"},0,{"$error":"#VALUE!"},0,0,0,0,0,0,0,{"$error":"#VALUE!"},0,0,0,0,0,0,0,0,0,{"$error":"#VALUE!"},0,0,{"$error":"#N/A"},{"$error":"#N/A"},{"$error":"#N/A"},{"$error":"#N/A"},{"$error":"#VALUE!"},{"$error":"#N/A"},{"$error":"#N/A"},{"$error":"#N/A"}]
[18,{"$f":"Klimadaten!O48","v":{"$error":"#N/A"}},{"$error":"#VALUE!"},0,{"$error":"#VALUE!"},0,{"$error":"#VALUE!"},{"$error":"#VALUE!"},0,{"$error":"#VALUE!"},0,{"$error":"#VALUE!"},0,0,0,0,0,0,0,{"$error":"#VALUE!"},0,0,0,0,0,0,0,0,0,{"$error":"#VALUE!"},0,0,{"$error":"#N/A"},{"$error":"#N/A"},{"$error":"#N/A"},{"$error":"#N/A"},{"$error":"#VALUE!"},{"$error":"#N/A"},{"$error":"#N/A"},{"$error":"#N/A"}]
[19,{"$f":"Klimadaten!O49","v":{"$error":"#N/A"}},{"$error":"#VALUE!"},0,{"$error":"#VALUE!"},0,{"$error":"#VALUE!"},{"$error":"#VALUE!"},0,{"$error":"#VALUE!"},0,{"$error":"#VALUE!"},0,0,0,0,0,0,0,{"$error":"#VALUE!"},0,0,0,0,0,0,0,0,0,{"$error":"#VALUE!"},0,0,{"$error":"#N/A"},{"$error":"#N/A"},{"$error":"#N/A"},{"$error":"#N/A"},{"$error":"#VALUE!"},{"$error":"#N/A"},{"$error":"#N/A"},{"$error":"#N/A"}]
[20,{"$f":"Klimadaten!O50","v":{"$error":"#N/A"}},{"$error":"#VALUE!"},0,{"$error":"#VALUE!"},0,{"$error":"#VALUE!"},{"$error":"#VALUE!"},0,{"$error":"#VALUE!"},0,{"$error":"#VALUE!"},0,0,0,0,0,0,0,{"$error":"#VALUE!"},0,0,0,0,0,0,0,0,0,{"$error":"#VALUE!"},0,0,{"$error":"#VALUE!"},{"$error":"#VALUE!"},{"$error":"#VALUE!"},{"$error":"#VALUE!"},{"$error":"#VALUE!"},20,{"$error":"#VALUE!"},{"$error":"#N/A"}]
[21,{"$f":"Klimadaten!O51","v":{"$error":"#N/A"}},{"$error":"#VALUE!"},0,{"$error":"#VALUE!"},0,{"$error":"#VALUE!"},{"$error":"#VALUE!"},0,{"$error":"#VALUE!"},0,{"$error":"#VALUE!"},0,0,0,0,0,0,0,{"$error":"#VALUE!"},0,0,0,0,0,0,0,0,0,{"$error":"#VALUE!"},0,0,{"$error":"#VALUE!"},{"$error":"#VALUE!"},{"$error":"#VALUE!"},{"$error":"#VALUE!"},{"$error":"#VALUE!"},20,{"$error":"#VALUE!"},{"$error":"#N/A"}]
[22,{"$f":"Klimadaten!O52","v":{"$error":"#N/A"}},{"$error":"#VALUE!"},0,{"$error":"#VALUE!"},0,{"$error":"#VALUE!"},{"$error":"#VALUE!"},0,{"$error":"#VALUE!"},0,{"$error":"#VALUE!"},0,0,0,0,0,0,0,{"$error":"#VALUE!"},0,0,0,0,0,0,0,0,0,{"$error":"#VALUE!"},0,0,{"$error":"#VALUE!"},{"$error":"#VALUE!"},{"$error":"#VALUE!"},{"$error":"#VALUE!"},{"$error":"#VALUE!"},20,{"$error":"#VALUE!"},{"$error":"#N/A"}]
[23,{"$f":"Klimadaten!O53","v":{"$error":"#N/A"}},{"$error":"#VALUE!"},0,{"$error":"#VALUE!"},0,{"$error":"#VALUE!"},{"$error":"#VALUE!"},0,{"$error":"#VALUE!"},0,{"$error":"#VALUE!"},0,0,0,0,0,0,0,{"$error":"#VALUE!"},0,0,0,0,0,0,0,0,0,{"$error":"#VALUE!"},0,0,{"$error":"#VALUE!"},{"$error":"#VALUE!"},{"$error":"#VALUE!"},{"$error":"#VALUE!"},{"$error":"#VALUE!"},20,{"$error":"#VALUE!"},{"$error":"#N/A"}]
[24,{"$f":"Klimadaten!O54","v":{"$error":"#N/A"}},{"$error":"#VALUE!"},0,{"$error":"#VALUE!"},0,{"$error":"#VALUE!"},{"$error":"#VALUE!"},0,{"$error":"#VALUE!"},0,{"$error":"#VALUE!"},0,0,0,0,0,0,0,{"$error":"#VALUE!"},0,0,0,0,0,0,0,0,0,{"$error":"#VALUE!"},0,0,{"$error":"#VALUE!"},{"$error":"#VALUE!"},{"$error":"#VALUE!"},{"$error":"#VALUE!"},{"$error":"#VALUE!"},20,{"$error":"#VALUE!"},{"$error":"#N/A"}]
[25,{"$f":"Klimadaten!O55","v":{"$error":"#N/A"}},{"$error":"#VALUE!"},0,{"$error":"#VALUE!"},0,{"$error":"#VALUE!"},{"$error":"#VALUE!"},0,{"$error":"#VALUE!"},0,{"$error":"#VALUE!"},0,0,0,0,0,0,0,{"$error":"#VALUE!"},0,0,0,0,0,0,0,0,0,{"$error":"#VALUE!"},0,0,{"$error":"#VALUE!"},{"$error":"#VALUE!"},{"$error":"#VALUE!"},{"$error":"#VALUE!"},{"$error":"#VALUE!"},20,{"$error":"#VALUE!"},{"$error":"#N/A"}]
[26,{"$f":"Klimadaten!O56","v":{"$error":"#N/A"}},{"$error":"#VALUE!"},0,{"$error":"#VALUE!"},0,{"$error":"#VALUE!"},{"$error":"#VALUE!"},0,{"$error":"#VALUE!"},0,{"$error":"#VALUE!"},0,0,0,0,0,0,0,{"$error":"#VALUE!"},0,0,0,0,0,0,0,0,0,{"$error":"#VALUE!"},0,0,{"$error":"#VALUE!"},{"$error":"#VALUE!"},{"$error":"#VALUE!"},{"$error":"#VALUE!"},{"$error":"#VALUE!"},20,{"$error":"#VALUE!"},{"$error":"#N/A"}]
[27,{"$f":"Klimadaten!O57","v":{"$error":"#N/A"}},{"$error":"#VALUE!"},0,{"$error":"#VALUE!"},0,{"$error":"#VALUE!"},{"$error":"#VALUE!"},0,{"$error":"#VALUE!"},0,{"$error":"#VALUE!"},0,0,0,0,0,0,0,{"$error":"#VALUE!"},0,0,0,0,0,0,0,0,0,{"$error":"#VALUE!"},0,0,{"$error":"#VALUE!"},{"$error":"#VALUE!"},{"$error":"#VALUE!"},{"$error":"#VALUE!"},{"$error":"#VALUE!"},20,{"$error":"#VALUE!"},{"$error":"#N/A"}]
[28,{"$f":"Klimadaten!O58","v":{"$error":"#N/A"}},{"$error":"#VALUE!"},0,{"$error":"#VALUE!"},0,{"$error":"#VALUE!"},{"$error":"#VALUE!"},0,{"$error":"#VALUE!"},0,{"$error":"#VALUE!"},0,0,0,0,0,0,0,{"$error":"#VALUE!"},0,0,0,0,0,0,0,0,0,{"$error":"#VALUE!"},0,0,{"$error":"#VALUE!"},{"$error":"#VALUE!"},{"$error":"#VALUE!"},{"$error":"#VALUE!"},{"$error":"#VALUE!"},20,{"$error":"#VALUE!"},{"$error":"#N/A"}]
[29,{"$f":"Klimadaten!O59","v":{"$error":"#N/A"}},{"$error":"#VALUE!"},0,{"$error":"#VALUE!"},0,{"$error":"#VALUE!"},{"$error":"#VALUE!"},0,{"$error":"#VALUE!"},0,{"$error":"#VALUE!"},0,0,0,0,0,0,0,{"$error":"#VALUE!"},0,0,0,0,0,0,0,0,0,{"$error":"#VALUE!"},0,0,{"$error":"#VALUE!"},{"$error":"#VALUE!"},{"$error":"#VALUE!"},{"$error":"#VALUE!"},{"$error":"#VALUE!"},20,{"$error":"#VALUE!"},{"$error":"#N/A"}]
[30,{"$f":"Klimadaten!O60","v":{"$error":"#N/A"}},{"$error":"#VALUE!"},0,{"$error":"#VALUE!"},0,{"$error":"#VALUE!"},{"$error":"#VALUE!"},0,{"$error":"#VALUE!"},0,{"$error":"#VALUE!"},0,0,0,0,0,0,0,{"$error":"#VALUE!"},0,0,0,0,0,0,0,0,0,{"$error":"#VALUE!"},0,0,{"$error":"#VALUE!"},{"$error":"#VALUE!"},{"$error":"#VALUE!"},{"$error":"#VALUE!"},{"$error":"#VALUE!"},20,{"$error":"#VALUE!"},{"$error":"#N/A"}]
[31,{"$f":"Klimadaten!O61","v":{"$error":"#N/A"}},{"$error":"#VALUE!"},0,{"$error":"#VALUE!"},0,{"$error":"#VALUE!"},{"$error":"#VALUE!"},0,{"$error":"#VALUE!"},0,{"$error":"#VALUE!"},0,0,0,0,0,0,0,{"$error":"#VALUE!"},0,0,0,0,0,0,0,0,0,{"$error":"#VALUE!"},0,0,{"$error":"#VALUE!"},{"$error":"#VALUE!"},{"$error":"#VALUE!"},{"$error":"#VALUE!"},{"$error":"#VALUE!"},20,{"$error":"#VALUE!"},{"$error":"#N/A"}]
[32,{"$f":"Klimadaten!O62","v":{"$error":"#N/A"}},{"$error":"#VALUE!"},0,{"$error":"#VALUE!"},0,{"$error":"#VALUE!"},{"$error":"#VALUE!"},0,{"$error":"#VALUE!"},0,{"$error":"#VALUE!"},0,0,0,0,0,0,0,{"$error":"#VALUE!"},0,0,0,0,0,0,0,0,0,{"$error":"#VALUE!"},0,0,{"$error":"#VALUE!"},{"$error":"#VALUE!"},{"$error":"#VALUE!"},{"$error":"#VALUE!"},{"$error":"#VALUE!"},20,{"$error":"#VALUE!"},{"$error":"#N/A"}]
[33,{"$f":"Klimadaten!O63","v":{"$error":"#N/A"}},{"$error":"#VALUE!"},0,{"$error":"#VALUE!"},0,{"$error":"#VALUE!"},{"$error":"#VALUE!"},0,{"$error":"#VALUE!"},0,{"$error":"#VALUE!"},0,0,0,0,0,0,0,{"$error":"#VALUE!"},0,0,0,0,0,0,0,0,0,{"$error":"#VALUE!"},0,0,{"$error":"#VALUE!"},{"$error":"#VALUE!"},{"$error":"#VALUE!"},{"$error":"#VALUE!"},{"$error":"#VALUE!"},20,{"$error":"#VALUE!"},{"$error":"#N/A"}]
[34,{"$f":"Klimadaten!O64","v":{"$error":"#N/A"}},{"$error":"#VALUE!"},0,{"$error":"#VALUE!"},0,{"$error":"#VALUE!"},{"$error":"#VALUE!"},0,{"$error":"#VALUE!"},0,{"$error":"#VALUE!"},0,0,0,0,0,0,0,{"$error":"#VALUE!"},0,0,0,0,0,0,0,0,0,{"$error":"#VALUE!"},0,0,{"$error":"#VALUE!"},{"$error":"#VALUE!"},{"$error":"#VALUE!"},{"$error":"#VALUE!"},{"$error":"#VALUE!"},20,{"$error":"#VALUE!"},{"$error":"#N/A"}]
[35,{"$f":"Klimadaten!O65","v":{"$error":"#N/A"}},{"$error":"#VALUE!"},0,{"$error":"#VALUE!"},0,{"$error":"#VALUE!"},{"$error":"#VALUE!"},0,{"$error":"#VALUE!"},0,{"$error":"#VALUE!"},0,0,0,0,0,0,0,{"$error":"#VALUE!"},0,0,0,0,0,0,0,0,0,{"$error":"#VALUE!"},0,0,{"$error":"#VALUE!"},{"$error":"#VALUE!"},{"$error":"#VALUE!"},{"$error":"#VALUE!"},{"$error":"#VALUE!"},20,{"$error":"#VALUE!"},{"$error":"#N/A"}]
[]
[null,null,null,null,null,null,null,null,null,null,null,null,null,null,"Total Gruppe",null,null,null,{"$f":"SUM(S84:S145)","v":{"$error":"#N/A"}},{"$f":"SUM(T84:T145)","v":{"$error":"#N/A"}},{"$f":"SUM(U84:U144)","v":{"$error":"#N/A"}},{"$f":"SUM(V84:V144)","v":{"$error":"#N/A"}},"Total Gruppe",null,null,null,null,null,{"$f":"SUM(AC84:AC145)","v":{"$error":"#N/A"}},{"$f":"SUM(AD84:AD145)","v":{"$error":"#N/A"}},{"$f":"SUM(AE84:AE144)","v":{"$error":"#N/A"}}]
[]
[null,null,"alt","optimiert"]
["spez. Wärmebedarf ",null,{"$f":"IF(D4=\"n.a.\",D4,D8*1000/D4)","v":{"$error":"#VALUE!"}},{"$f":"IF(E4=\"n.a.\",E4,D150*1000/E4)","v":{"$error":"#VALUE!"}}]
["Wärmebedarf \nbei Aussentemperatur",null,null,{"$f":"D8/(D30-D5)*(D151-D25-D5)","v":{"$error":"#VALUE!"}}]
[{"$f":"\"Raumtemperatur normal bei \" & D5&\"°C\"","v":{"$error":"#N/A"}},null,{"$f":"LOOKUP(D5,A84:A144,AG84:AG144)","v":{"$error":"#N/A"}},{"$f":"LOOKUP(D5,A84:A144,AI84:AI144)","v":{"$error":"#N/A"}}]
[{"$f":"\"Raumtemperatur abgesenkt bei \" &D5&\"°C\"","v":{"$error":"#N/A"}},null,{"$f":"LOOKUP(D5,A84:A144,AH84:AH144)","v":{"$error":"#N/A"}},{"$f":"LOOKUP(D5,A84:A144,AJ84:AJ144)","v":{"$error":"#N/A"}}]
[]
["Energieverbrauch ",null,"Bestehend",null,"Optimiert"]
[null,null,"Nutzenergie","Kosten","Nutzenergie","Kosten"]
[null,null,"[kWh]","[CHF/a]","[kWh]","[CHF/a]"]
["Nutzenergie",null,{"$f":"IFERROR(U146,0)","v":0},{"$f":"IFERROR(C157*J17/100,0)","v":0},{"$f":"IFERROR(AE146,0)","v":0},{"$f":"IFERROR(E157*K17/100,0)","v":0}]
["Elektrizität Pumpen",null,{"$f":"IFERROR(T146,0)","v":0},{"$f":"IFERROR(C158*J16/100,0)","v":0},{"$f":"IFERROR(AD146,0)","v":0},{"$f":"IFERROR(E158*K16/100,0)","v":0}]
["Daten für WE"]
["BZ","Bestehend","Optimiert"]
["N: Mo-Fr. von",{"$f":"MIN(C33:C36)","v":"00:00:00"},{"$f":"MIN(C44:C47)","v":"00:00:00"}]
["N: Mo-Fr. bis",{"$f":"MAX(D33:D36)","v":"23:59:00"},{"$f":"MAX(D44:D47)","v":"23:59:00"}]
["N: Sa von",{"$f":"MIN(E33:E36)","v":"00:00:00"},{"$f":"MIN(E44:E47)","v":"00:00:00"}]
["N: Sa bis",{"$f":"MAX(F33:F36)","v":"23:59:00"},{"$f":"MAX(F44:F47)","v":"23:59:00"}]
["N: So von",{"$f":"MIN(G33:G36)","v":"00:00:00"},{"$f":"MIN(G44:G47)","v":"00:00:00"}]
["N: So bis",{"$f":"MAX(H33:H36)","v":"23:59:00"},{"$f":"MAX(H44:H47)","v":"23:59:00"}]
["R: Mo-Fr. von",{"$f":"MIN(C37:C40)","v":"00:00:00"},{"$f":"MIN(C48:C51)","v":"00:00:00"}]
["R: Mo-Fr. bis",{"$f":"MAX(D37:D40)","v":"00:00:00"},{"$f":"MAX(D48:D51)","v":"00:00:00"}]
["R: Sa von",{"$f":"MIN(E37:E40)","v":"00:00:00"},{"$f":"MIN(E48:E51)","v":"00:00:00"}]
["R: Sa bis",{"$f":"MAX(F37:F40)","v":"00:00:00"},{"$f":"MAX(F48:F51)","v":"00:00:00"}]
["R: So von",{"$f":"MIN(G37:G40)","v":"00:00:00"},{"$f":"MIN(G48:G51)","v":"00:00:00"}]
["R: So bis",{"$f":"MAX(H37:H40)","v":"00:00:00"},{"$f":"MAX(H48:H51)","v":"00:00:00"}]
[null,"Leistung kW",null,"Energieverbrauch kWh",null,"Vorlauftemp. Normal",null,"Vorlauftemp. Reduziert"]
[null,"Bestehend","Optimiert","Bestehend","Optimiert","Bestehend","Optimiert","Bestehend","Optimiert"]
[-25,{"$f":"IFERROR(V84,0)","v":0},{"$f":"IFERROR(AF84,0)","v":0},{"$f":"IFERROR(U84,0)","v":0},{"$f":"IFERROR(AE84,0)","v":0},{"$f":"IFERROR(D84,0)","v":0},{"$f":"IFERROR(I84,0)","v":0},{"$f":"IFERROR(F84,0)","v":0},{"$f":"IFERROR(K84,0)","v":0}]
[-24,{"$f":"IFERROR(V85,0)","v":0},{"$f":"IFERROR(AF85,0)","v":0},{"$f":"IFERROR(U85,0)","v":0},{"$f":"IFERROR(AE85,0)","v":0},{"$f":"IFERROR(D85,0)","v":0},{"$f":"IFERROR(I85,0)","v":0},{"$f":"IFERROR(F85,0)","v":0},{"$f":"IFERROR(K85,0)","v":0}]
[-23,0,0,0,0,0,0,0,0]
[-22,0,0,0,0,0,0,0,0]
[-21,0,0,0,0,0,0,0,0]
[-20,0,0,0,0,0,0,0,0]
[-19,0,0,0,0,0,0,0,0]
[-18,0,0,0,0,0,0,0,0]
[-17,0,0,0,0,0,0,0,0]
[-16,0,0,0,0,0,0,0,0]
[-15,0,0,0,0,0,0,0,0]
[-14,0,0,0,0,0,0,0,0]
[-13,0,0,0,0,0,0,0,0]
[-12,0,0,0,0,0,0,0,0]
[-11,0,0,0,0,0,0,0,0]
[-10,0,0,0,0,0,0,0,0]
[-9,0,0,0,0,0,0,0,0]
[-8,0,0,0,0,0,0,0,0]
[-7,0,0,0,0,0,0,0,0]
[-6,0,0,0,0,0,0,0,0]
[-5,0,0,0,0,0,0,0,0]
[-4,0,0,0,0,0,0,0,0]
[-3,0,0,0,0,0,0,0,0]
[-2,0,0,0,0,0,0,0,0]
[-1,0,0,0,0,0,0,0,0]
[0,0,0,0,0,0,0,0,0]
[1,0,0,0,0,0,0,0,0]
[2,0,0,0,0,0,0,0,0]
[3,0,0,0,0,0,0,0,0]
[4,0,0,0,0,0,0,0,0]
[5,0,0,0,0,0,0,0,0]
[6,0,0,0,0,0,0,0,0]
[7,0,0,0,0,0,0,0,0]
[8,0,0,0,0,0,0,0,0]
[9,0,0,0,0,0,0,0,0]
[10,0,0,0,0,0,0,0,0]
[11,0,0,0,0,0,0,0,0]
[12,0,0,0,0,0,0,0,0]
[13,0,0,0,0,0,0,0,0]
[14,0,0,0,0,0,0,0,0]
[15,0,0,0,0,0,0,0,0]
[16,0,0,0,0,0,0,0,0]
[17,0,0,0,0,0,0,0,0]
[18,0,0,0,0,0,0,0,0]
[19,0,0,0,0,0,0,0,0]
[20,0,0,0,0,0,0,0,0]
[21,0,0,0,0,0,0,0,0]
[22,0,0,0,0,0,0,0,0]
[23,0,0,0,0,0,0,0,0]
[24,0,0,0,0,0,0,0,0]
[25,0,0,0,0,0,0,0,0]
[26,0,0,0,0,0,0,0,0]
[27,0,0,0,0,0,0,0,0]
[28,0,0,0,0,0,0,0,0]
[29,0,0,0,0,0,0,0,0]
[30,0,0,0,0,0,0,0,0]
[31,0,0,0,0,0,0,0,0]
[32,0,0,0,0,0,0,0,0]
[33,0,0,0,0,0,0,0,0]
[34,0,0,0,0,0,0,0,0]
[35,0,0,0,0,0,0,0,0]

{"sheet":"Klimadaten","index":50,"n_rows":104,"n_cols":98,"rows_kept":104,"cut":false,"hidden":true,"merged":[]}
[null,"Diverse Kennzahlen zu den Klimastationen",null,null,null,null,null,null,"Auslegetemp.",null,null,"Aktuell gewählte Klimastation:",null,{"$f":"Startblatt!C6","v":0},null,null,null,"Mögliche Klimastationen","Adelboden",{"$f":"S1","v":"Adelboden"},"Aigle","Aigle","Altdorf",{"$f":"W1","v":"Altdorf"},"Basel-Binningen",{"$f":"Y1","v":"Basel-Binningen"},"Bern-Liebefeld",{"$f":"AA1","v":"Bern-Liebefeld"},"Buchs-Aarau",{"$f":"AC1","v":"Buchs-Aarau"},"La Chaux-de-Fonds",{"$f":"AE1","v":"La Chaux-de-Fonds"},"Chur",{"$f":"AG1","v":"Chur"},"Davos",{"$f":"AI1","v":"Davos"},"Disentis",{"$f":"AK1","v":"Disentis"},"Engelberg",{"$f":"AM1","v":"Engelberg"},"La Fretaz",{"$f":"AO1","v":"La Fretaz"},"Glarus",{"$f":"AQ1","v":"Glarus"},"Grand-St-Bemard",{"$f":"AS1","v":"Grand-St-Bemard"},"Güttingen",{"$f":"AU1","v":"Güttingen"},"Genllve.-Cointrin",{"$f":"AW1","v":"Genllve.-Cointrin"},"lnterlaken",{"$f":"AY1","v":"lnterlaken"},"Zürich-Kloten",{"$f":"BA1","v":"Zürich-Kloten"},"Lugano",{"$f":"BC1","v":"Lugano"},"Luzern",{"$f":"BE1","v":"Luzern"},"Magadino",{"$f":"BG1","v":"Magadino"},"Montana",{"$f":"BI1","v":"Montana"},"Neuchatel",{"$f":"BK1","v":"Neuchatel"},"Locamo-Monti",{"$f":"BM1","v":"Locamo-Monti"},"Payerne ",{"$f":"BO1","v":"Payerne "},"Piotta",{"$f":"BQ1","v":"Piotta"},"Pully",{"$f":"BS1","v":"Pully"},"Robbia",{"$f":"BU1","v":"Robbia"},"Rünenberg",{"$f":"BW1","v":"Rünenberg"},"Samedan",{"$f":"BY1","v":"Samedan"},"San Bernardino",{"$f":"CA1","v":"San Bernardino"},"Scuol",{"$f":"CC1","v":"Scuol"},"Schaffhausen",{"$f":"CE1","v":"Schaffhausen"},"Sion",{"$f":"CG1","v":"Sion"},"Zürich-SMA",{"$f":"CI1","v":"Zürich-SMA"},"St. Gallen",{"$f":"CK1","v":"St. Gallen"},"Ulrichen",{"$f":"CM1","v":"Ulrichen"},"Vaduz",{"$f":"CO1","v":"Vaduz"},"Wynau",{"$f":"CQ1","v":"Wynau"},"Zermatt",{"$f":"CS1","v":"Zermatt"}]
[{"$f":"Startblatt!C5","v":0},"Station","Kanton","Höhe m ü.M.","Luftdruck mbar",null,"Heizgradtage",null,"Heizung","Lüftung",null,null,null,{"$f":"N1&N3","v":"0Feuchtigkeit"},{"$f":"Startblatt!C6&O3","v":"Anzahl Stunden Tac"},null,null,null,{"$f":"S1&S3","v":"AdelbodenFeuchtigkeit"},{"$f":"T1&T3","v":"AdelbodenAnzahl Stunden Tac"},{"$f":"U1&U3","v":"AigleFeuchtigkeit"},{"$f":"V1&V3","v":"AigleAnzahl Stunden Tac"},{"$f":"W1&W3","v":"AltdorfFeuchtigkeit"},"AltdorfAnzahl Stunden Tac","Basel-BinningenFeuchtigkeit","Basel-BinningenAnzahl Stunden Tac","Bern-LiebefeldFeuchtigkeit","Bern-LiebefeldAnzahl Stunden Tac","Buchs-AarauFeuchtigkeit","Buchs-AarauAnzahl Stunden Tac","La Chaux-de-FondsFeuchtigkeit","La Chaux-de-FondsAnzahl Stunden Tac","ChurFeuchtigkeit","ChurAnzahl Stunden Tac","DavosFeuchtigkeit","DavosAnzahl Stunden Tac","DisentisFeuchtigkeit","DisentisAnzahl Stunden Tac","EngelbergFeuchtigkeit","EngelbergAnzahl Stunden Tac","La FretazFeuchtigkeit","La FretazAnzahl Stunden Tac","GlarusFeuchtigkeit","GlarusAnzahl Stunden Tac","Grand-St-BemardFeuchtigkeit","Grand-St-BemardAnzahl Stunden Tac","GüttingenFeuchtigkeit","GüttingenAnzahl Stunden Tac","Genllve.-CointrinFeuchtigkeit","Genllve.-CointrinAnzahl Stunden Tac","lnterlakenFeuchtigkeit","lnterlakenAnzahl Stunden Tac","Zürich-KlotenFeuchtigkeit","Zürich-KlotenAnzahl Stunden Tac","LuganoFeuchtigkeit","LuganoAnzahl Stunden Tac","LuzernFeuchtigkeit","LuzernAnzahl Stunden Tac","MagadinoFeuchtigkeit","MagadinoAnzahl Stunden Tac","MontanaFeuchtigkeit","MontanaAnzahl Stunden Tac","NeuchatelFeuchtigkeit","NeuchatelAnzahl Stunden Tac","Locamo-MontiFeuchtigkeit","Locamo-MontiAnzahl Stunden Tac","Payerne Feuchtigkeit","Payerne Anzahl Stunden Tac","PiottaFeuchtigkeit","PiottaAnzahl Stunden Tac","PullyFeuchtigkeit","PullyAnzahl Stunden Tac","RobbiaFeuchtigkeit","RobbiaAnzahl Stunden Tac","RünenbergFeuchtigkeit","RünenbergAnzahl Stunden Tac","SamedanFeuchtigkeit","SamedanAnzahl Stunden Tac","San BernardinoFeuchtigkeit","San BernardinoAnzahl Stunden Tac","ScuolFeuchtigkeit","ScuolAnzahl Stunden Tac","SchaffhausenFeuchtigkeit","SchaffhausenAnzahl Stunden Tac","SionFeuchtigkeit","SionAnzahl Stunden Tac",{"$f":"CI1&CI3","v":"Zürich-SMAFeuchtigkeit"},"Zürich-SMAAnzahl Stunden Tac","St. GallenFeuchtigkeit","St. GallenAnzahl Stunden Tac","UlrichenFeuchtigkeit","UlrichenAnzahl Stunden Tac","VaduzFeuchtigkeit","VaduzAnzahl Stunden Tac","WynauFeuchtigkeit","WynauAnzahl Stunden Tac","ZermattFeuchtigkeit","ZermattAnzahl Stunden Tac"]
[{"$f":"IFERROR(IF($C$76=0,\"\",INDEX($B$3:$C$43,$C$76,1)),\"\")","v":""},null,null,null,null,null,null,null,null,null,null,null,"Tab","Feuchtigkeit","Anzahl Stunden Tac","Anzahl Stunden Tac","Feuchtigkeit",null,"Feuchtigkeit","Anzahl Stunden Tac","Feuchtigkeit","Anzahl Stunden Tac","Feuchtigkeit","Anzahl Stunden Tac","Feuchtigkeit","Anzahl Stunden Tac","Feuchtigkeit","Anzahl Stunden Tac","Feuchtigkeit","Anzahl Stunden Tac","Feuchtigkeit","Anzahl Stunden Tac","Feuchtigkeit","Anzahl Stunden Tac","Feuchtigkeit","Anzahl Stunden Tac","Feuchtigkeit","Anzahl Stunden Tac","Feuchtigkeit","Anzahl Stunden Tac","Feuchtigkeit","Anzahl Stunden Tac","Feuchtigkeit","Anzahl Stunden Tac","Feuchtigkeit","Anzahl Stunden Tac","Feuchtigkeit","Anzahl Stunden Tac","Feuchtigkeit","Anzahl Stunden Tac","Feuchtigkeit","Anzahl Stunden Tac","Feuchtigkeit","Anzahl Stunden Tac","Feuchtigkeit","Anzahl Stunden Tac","Feuchtigkeit","Anzahl Stunden Tac","Feuchtigkeit","Anzahl Stunden Tac","Feuchtigkeit","Anzahl Stunden Tac","Feuchtigkeit","Anzahl Stunden Tac","Feuchtigkeit","Anzahl Stunden Tac","Feuchtigkeit","Anzahl Stunden Tac","Feuchtigkeit","Anzahl Stunden Tac","Feuchtigkeit","Anzahl Stunden Tac","Feuchtigkeit","Anzahl Stunden Tac","Feuchtigkeit","Anzahl Stunden Tac","Feuchtigkeit","Anzahl Stunden Tac","Feuchtigkeit","Anzahl Stunden Tac","Feuchtigkeit","Anzahl Stunden Tac","Feuchtigkeit","Anzahl Stunden Tac","Feuchtigkeit","Anzahl Stunden Tac","Feuchtigkeit","Anzahl Stunden Tac","Feuchtigkeit","Anzahl Stunden Tac","Feuchtigkeit","Anzahl Stunden Tac","Feuchtigkeit","Anzahl Stunden Tac","Feuchtigkeit","Anzahl Stunden Tac","Feuchtigkeit","Anzahl Stunden Tac"]
[{"$f":"IFERROR(IF($D$76=0,\"\",INDEX($B$3:$C$43,$D$76,1)),\"\")","v":""},"Adelboden","BE",1320,{"$f":"1013.25*(1-(0.0065*D4)/288.15)^5.255","v":864.42769071035002},{"$f":"IF(B4=$N$1,E4,0)","v":0},4670,{"$f":"IF(B4=$N$1,G4,0)","v":0},-10.199999999999999,-15.9,null,null,"[°C]","[%]","[h]","[h]","[g/kg]",null,"[%]","[h]","[%]","[h]","[%]","[h]","[%]","[h]","[%]","[h]","[%]","[h]","[%]","[h]","[%]","[h]","[%]","[h]","[%]","[h]","[%]","[h]","[%]","[h]","[%]","[h]","[%]","[h]","[%]","[h]","[%]","[h]","[%]","[h]","[%]","[h]","[%]","[h]","[%]","[h]","[%]","[h]","[%]","[h]","[%]","[h]","[%]","[h]","[%]","[h]","[%]","[h]","[%]","[h]","[%]","[h]","[%]","[h]","[%]","[h]","[%]","[h]","[%]","[h]","[%]","[h]","[%]","[h]","[%]","[h]","[%]","[h]","[%]","[h]","[%]","[h]","[%]","[h]","[%]","[h]"]
[{"$f":"IFERROR(IF($E$76=0,\"\",INDEX($B$3:$C$43,$E$76,1)),\"\")","v":""},"Aigle","VD",381,{"$f":"1013.25*(1-(0.0065*D5)/288.15)^5.255","v":968.3165638120455},0,3152,0,-5.5,-12.9,null,5,-25,{"$f":"INDEX($S$1:$CT$65,L5,MATCH($N$2,$S$2:$CT$2,0))","v":{"$error":"#N/A"}},{"$f":"INDEX($S$1:$CT$65,L5,MATCH($O$2,$S$2:$CT$2,0))","v":{"$error":"#N/A"}},0,{"$f":"AbsFeuchte(M5,N5,$F$44)","v":{"$error":"#VALUE!"}},null,0,0,0,0,0,0,0,0,0,0,0,0,0,0,0,0,0,0,0,0,0,0,0,0,0,0,0,0,0,0,0,0,0,0,0,0,0,0,0,0,0,0,0,0,0,0,0,0,0,0,0,0,0,0,0,0,0,0,0,0,0,0,0,0,0,0,0,0,0,0,0,0,0,0,0,0,0,0,0,0]
[{"$f":"IFERROR(IF($F$76=0,\"\",INDEX($B$3:$C$43,$F$76,1)),\"\")","v":""},"Altdorf","UR",449,960.46939726677113,0,3200,0,-5.6,-10.8,null,6,-24,{"$error":"#N/A"},{"$error":"#N/A"},{"$f":"O6+P5","v":{"$error":"#N/A"}},{"$error":"#VALUE!"},null,0,0,0,0,0,0,0,0,0,0,0,0,0,0,0,0,0,0,0,0,0,0,0,0,0,0,0,0,0,0,0,0,0,0,0,0,0,0,0,0,0,0,0,0,0,0,0,0,0,0,0,0,0,0,0,0,0,0,0.82833333333333325,18,0,0,0,0,0,0,0,0,0,0,0,0,0.79230769230769227,13,0,0,0,0,0,0]
[{"$f":"IFERROR(IF($G$76=0,\"\",INDEX($B$3:$C$43,$G$76,1)),\"\")","v":""},"Basel-Binningen","BL",316,975.86598028387471,0,3032,0,-6.5,-12.8,null,7,-23,{"$error":"#N/A"},{"$error":"#N/A"},{"$f":"O7+P6","v":{"$error":"#N/A"}},{"$error":"#VALUE!"},null,0,0,0,0,0,0,0,0,0,0,0,0,0,0,0,0,0,0,0,0,0,0,0,0,0,0,0,0,0,0,0,0,0,0,0,0,0,0,0,0,0,0,0,0,0,0,0,0,0,0,0,0,0,0,0,0,0,0,0.83540540540540542,37,0,0,0,0,0,0,0,0,0,0,0,0,0.8,17,0,0,0,0,0,0]
[{"$f":"IFERROR(IF($H$76=0,\"\",INDEX($B$3:$C$43,$H$76,1)),\"\")","v":""},"Bern-Liebefeld","BE",565,947.20193714169761,0,3514,0,-7.4,-13.6,null,8,-22,{"$error":"#N/A"},{"$error":"#N/A"},{"$error":"#N/A"},{"$error":"#VALUE!"},null,0,0,0,0,0,0,0,0,0,0,0,0,0,0,0,0,0,0,0,0,0,0,0,0,0,0,0,0,0,0,0,0,0,0,0,0,0,0,0,0,0,0,0,0,0,0,0,0,0,0,0,0,0,0,0,0,0,0,0.82641025641025634,39,0,0,0,0,0,0,0,0,0,0,0,0,0.8092307692307692,26,0,0,0,0,0,0]
[null,"Buchs-Aarau","AG",387,967.622085649459,0,3325,0,-7.1,-14,null,9,-21,{"$error":"#N/A"},{"$error":"#N/A"},{"$error":"#N/A"},{"$error":"#VALUE!"},null,0,0,0,0,0,0,0,0,0,0,0,0,0,0,0,0,0,0,0,0,0,0,0,0,0,0,0.81461538461538463,13,0,0,0,0,0,0,0,0,0,0,0,0,0,0,0,0,0,0,0,0,0,0,0,0,0,0,0,0,0,0,0.83564102564102571,39,0,0,0,0,0,0,0,0,0,0,0,0,0.81580645161290322,31,0,0,0,0,0,0]
[null,"Chur","GR",555,948.33980504727856,0,3335,0,-7.2,-14.2,null,10,-20,{"$error":"#N/A"},{"$error":"#N/A"},{"$error":"#N/A"},{"$error":"#VALUE!"},null,0,0,0,0,0,0,0,0,0,0,0,0,0,0,0,0,0.82499999999999996,6,0,0,0,0,0,0,0,0,0.8,4,0,0,0,0,0,0,0,0,0,0,0,0,0,0,0,0,0,0,0,0,0,0,0,0,0,0,0,0,0,0,0.83935483870967742,31,0,0,0,0,0,0,0,0,0,0,0,0,0.82499999999999996,26,0,0,0,0,0,0]
[null,"Davos","GR",1590,836.28999065305425,0,5689,0,-13.1,-19.8,null,11,-19,{"$error":"#N/A"},{"$error":"#N/A"},{"$error":"#N/A"},{"$error":"#VALUE!"},null,0,0,0,0,0,0,0,0,0,0,0,0,0,0,0,0,0.82750000000000001,4,0,0,0,0,0,0,0,0,0.82263157894736838,19,0,0,0,0,0,0,0,0,0,0,0,0,0,0,0,0,0,0,0,0,0,0,0,0,0,0,0,0,0,0,0.82758620689655171,29,0,0,0,0,0,0,0,0,0,0,0,0,0.83,23,0,0,0,0,0,0]
[null,"Disentis","GR",1190,878.24617408847359,0,4420,0,-9.6999999999999993,-15.9,null,12,-18,{"$error":"#N/A"},{"$error":"#N/A"},{"$error":"#N/A"},{"$error":"#VALUE!"},null,0,0,0,0,0,0,0,0,0,0,0,0,0,0,0,0,0.82944444444444443,18,0,0,0,0,0,0,0,0,0.79909090909090907,11,0,0,0,0,0,0,0,0,0,0,0,0,0,0,0,0,0,0,0,0,0,0,0,0,0,0,0,0,0,0,0.83525000000000005,40,0,0,0,0,0,0,0,0,0,0,0,0,0.82840000000000003,25,0,0,0,0,0.55000000000000004,1]
[null,"Engelberg","OW",1035,894.95526173650001,0,4511,0,-11.2,-17.100000000000001,null,13,-17,{"$error":"#N/A"},{"$error":"#N/A"},{"$error":"#N/A"},{"$error":"#VALUE!"},null,0,0,0,0,0,0,0,0,0,0,0,0,0,0,0,0,0.83071428571428574,14,0,0,0,0,0,0,0,0,0.74400000000000011,15,0,0,0,0,0,0,0,0,0,0,0,0,0,0,0.66799999999999993,5,0,0,0,0,0,0,0,0,0,0,0.75,2,0,0,0.81489795918367347,49,0,0,0.85,4,0,0,0,0,0,0,0,0,0.8203125,32,0,0,0,0,0.54,10]
[null,"Genllve.-Cointrin","GE",420,963.80966089662286,0,3006,0,-4.2,-9.6999999999999993,null,14,-16,{"$error":"#N/A"},{"$error":"#N/A"},{"$error":"#N/A"},{"$error":"#VALUE!"},null,0,0,0,0,0,0,0,0,0,0,0,0,0.79500000000000004,2,0,0,0.828125,16,0,0,0,0,0,0,0,0,0.76095238095238105,21,0,0,0,0,0,0,0,0,0,0,0,0,0,0,0.62333333333333341,3,0,0,0,0,0,0,0,0,0,0,0.73,3,0,0,0.82547169811320753,53,0.76249999999999996,4,0.77692307692307694,13,0,0,0,0,0,0,0,0,0.81126984126984125,63,0,0,0,0,0.62888888888888883,9]
[null,"Glarus","GL",515,952.90235034214857,0,3610,0,-8.1999999999999993,-14,null,15,-15,{"$error":"#N/A"},{"$error":"#N/A"},{"$error":"#N/A"},{"$error":"#VALUE!"},null,0,0,0,0,0,0,0,0,0,0,0.87,1,0.8342857142857143,14,0,0,0.8057894736842105,19,0,0,0.86454545454545451,11,0.82692307692307698,13,0,0,0.74606060606060609,33,0,0,0,0,0,0,0,0,0,0,0,0,0,0,0.59499999999999997,4,0,0,0,0,0,0,0,0,0,0,0.73888888888888882,9,0,0,0.81666666666666676,75,0.79599999999999993,10,0.80571428571428572,21,0,0,0,0,0,0,0,0,0.78341772151898736,79,0,0,0,0,0.65807692307692311,26]
[null,"Grand-St-Bemard","VS",2472,749.4941582457825,0,7413,0,-15.4,-19.399999999999999,null,16,-14,{"$error":"#N/A"},{"$error":"#N/A"},{"$error":"#N/A"},{"$error":"#VALUE!"},null,0.86555555555555552,9,0,0,0,0,0,0,0,0,0.86499999999999999,2,0.75823529411764712,17,0.62666666666666659,3,0.78906976744186053,43,0.66125,8,0.86624999999999996,16,0.81374999999999997,8,0.87666666666666671,6,0.75676056338028175,71,0,0,0,0,0,0,0,0,0,0,0,0,0,0,0.58499999999999996,6,0,0,0,0,0,0,0,0,0,0,0.71,7,0,0,0.81439655172413794,116,0.75882352941176467,17,0.78777777777777769,45,0,0,0,0,0,0,0,0,0.80215686274509812,51,0,0,0.6875,4,0.63041666666666663,24]
[null,"Güttingen","TG",440,961.5050261031671,0,3471,0,-7,-12.9,null,17,-13,{"$error":"#N/A"},{"$error":"#N/A"},{"$error":"#N/A"},{"$error":"#VALUE!"},null,0.86555555555555552,9,0,0,0,0,0,0,0.88,5,0.8,3,0.78720000000000001,25,0.68400000000000005,5,0.79294117647058826,34,0.71615384615384614,26,0.86096774193548387,31,0.77555555555555555,27,0.88,6,0.74439560439560437,91,0,0,0,0,0,0,0.88,2,0,0,0,0,0,0,0.72307692307692306,13,0,0,0,0,0.88200000000000001,5,0.72499999999999998,2,0,0,0.7340000000000001,5,0.85499999999999998,2,0.81663366336633658,101,0.64289473684210519,38,0.8214285714285714,35,0,0,0,0,0,0,0.88200000000000001,5,0.80238095238095242,63,0.88749999999999996,4,0.76,9,0.59388888888888891,36]
[null,"lnterlaken","BE",580,945.49720825415147,0,3630,0,-7,-12.4,null,18,-12,{"$error":"#N/A"},{"$error":"#N/A"},{"$error":"#N/A"},{"$error":"#VALUE!"},null,0.86148148148148151,27,0,0,0,0,0,0,0.88749999999999996,4,0.83625000000000005,16,0.82079999999999997,25,0.81333333333333324,6,0.80259259259259252,54,0.67137931034482756,29,0.87642857142857133,14,0.79,18,0.854375,16,0.74763313609467463,169,0,0,0,0,0,0,0.89,5,0,0,0,0,0,0,0.72450000000000003,20,0,0,0,0,0.89,3,0.70799999999999996,5,0,0,0.82250000000000001,20,0.85,1,0.81756756756756754,111,0.66754385964912277,57,0.79921052631578948,38,0.89,4,0,0,0,0,0.88900000000000001,10,0.80639344262295087,61,0.85499999999999998,4,0.83363636363636362,11,0.64953125,64]
[null,"La Chaux-de-Fonds","NE",1019,896.69462391500622,0,4470,0,-9.5,-17.5,null,19,-11,{"$error":"#N/A"},{"$error":"#N/A"},{"$error":"#N/A"},{"$error":"#VALUE!"},null,0.8318965517241379,58,0,0,0,0,0,0,0.89624999999999999,8,0.85428571428571431,14,0.81157894736842107,38,0.74608695652173906,23,0.80827160493827166,81,0.64749999999999996,20,0.88451612903225807,31,0.8124137931034483,29,0.84684210526315795,19,0.78905000000000003,200,0.69125000000000003,8,0,0,0.86499999999999999,2,0.89333333333333331,6,0,0,0,0,0,0,0.75480000000000003,25,0,0,0,0,0.9,3,0.74777777777777776,9,0,0,0.87894736842105259,19,0.79666666666666675,3,0.80165354330708671,127,0.61507042253521127,71,0.79603174603174609,63,0.8878571428571429,14,0,0,0,0,0.88419354838709685,31,0.82220588235294112,68,0.87727272727272732,11,0.86,11,0.62901960784313726,51]
[null,"La Fretaz","VD",1202,876.96317797286247,0,4723,0,-9.6,-15.6,null,20,-10,{"$error":"#N/A"},{"$f":"INDEX($S$1:$CT$65,L20,MATCH($O$2,$S$2:$CT$2,0))","v":{"$error":"#N/A"}},{"$error":"#N/A"},{"$error":"#VALUE!"},null,0.81104166666666666,48,0.91,2,0.86,1,0.68,2,0.90157894736842115,19,0.85045454545454546,22,0.79021276595744683,47,0.73807692307692307,26,0.81835051546391757,97,0.62318181818181817,22,0.88707317073170733,41,0.78403846153846157,52,0.8318181818181819,11,0.79351724137931035,145,0.63111111111111118,9,0.66500000000000004,2,0.84,5,0.90099999999999991,10,0,0,0,0,0,0,0.79700000000000004,50,0.88833333333333331,6,0,0,0.90666666666666673,6,0.72875000000000001,8,0,0,0.82694444444444448,36,0.79416666666666669,12,0.79400000000000004,145,0.66444444444444439,90,0.7857142857142857,70,0.8666666666666667,15,0.8,4,0.88166666666666671,6,0.8548,25,0.80294871794871792,78,0.84565217391304348,23,0.81133333333333335,15,0.57658536585365849,82]
[null,"Locamo-Monti","TI",366,970.05452506730273,0,2476,0,-1.3,-4.3,null,21,-9,{"$error":"#N/A"},{"$error":"#N/A"},{"$error":"#N/A"},{"$error":"#VALUE!"},null,0.83583333333333332,60,0.91500000000000004,2,0.84499999999999997,2,0.75727272727272732,11,0.89727272727272733,33,0.83133333333333337,15,0.80285714285714294,35,0.75037037037037035,27,0.82824324324324328,148,0.65666666666666673,42,0.88260273972602743,73,0.77694915254237285,59,0.78333333333333333,15,0.81825000000000003,200,0.62217391304347824,46,0.61750000000000005,4,0.84200000000000008,10,0.8812903225806451,31,0,0,0.9,1,0,0,0.77,44,0.85,5,0,0,0.92555555555555558,18,0.68361111111111117,36,0.69499999999999995,8,0.83875,40,0.79794117647058826,34,0.80056962025316447,158,0.67606382978723401,94,0.77739999999999998,100,0.86454545454545451,22,0.85055555555555562,18,0.88355555555555554,45,0.79533333333333334,30,0.79679245283018874,106,0.83900000000000008,30,0.83652173913043482,23,0.60510869565217396,92]
[null,"Lugano","TI",273,980.88634886554883,0,2438,0,-0.8,-3.9,null,22,-8,{"$error":"#N/A"},{"$error":"#N/A"},{"$error":"#N/A"},{"$error":"#VALUE!"},null,0.83661290322580639,124,0.91866666666666663,15,0.81857142857142862,7,0.76038461538461533,26,0.87454545454545451,33,0.7578125,32,0.8202222222222223,45,0.74684210526315797,19,0.81557823129251705,147,0.73482758620689648,58,0.87868131868131871,91,0.75721311475409836,61,0.82964285714285713,28,0.83405529953917057,217,0.66956521739130437,23,0.79333333333333333,3,0.8113636363636364,22,0.8778125,32,0,0,0.87400000000000011,5,0,0,0.82058139534883723,86,0.80857142857142861,7,0,0,0.91764705882352937,17,0.6385185185185186,27,0.69181818181818189,22,0.83840000000000003,50,0.80159999999999998,25,0.80679144385026735,187,0.68023668639053259,169,0.78098360655737709,122,0.83238095238095244,21,0.86411764705882343,34,0.84875,48,0.77489361702127657,47,0.78763779527559052,127,0.80971428571428572,35,0.77615384615384608,26,0.61481132075471701,106]
[null,"Luzern","LU",456,959.6645327647359,0,3318,0,-6.4,-12.4,null,23,-7,{"$error":"#N/A"},{"$error":"#N/A"},{"$error":"#N/A"},{"$error":"#VALUE!"},null,0.81920634920634927,126,0.91695652173913045,23,0.84900000000000009,10,0.77789473684210519,19,0.84787878787878779,33,0.80470588235294116,17,0.82896907216494842,97,0.72906249999999995,32,0.77135869565217385,184,0.76838709677419359,62,0.8812295081967213,122,0.79113636363636364,88,0.81675675675675674,37,0.8133703703703703,270,0.73833333333333329,30,0.87,3,0.83923076923076922,39,0.84952380952380946,42,0,0,0.8426190476190476,42,0.87,3,0.7928358208955224,67,0.79689655172413798,29,0,0,0.87658536585365854,41,0.62966666666666671,60,0.70666666666666667,24,0.83895522388059707,67,0.81522727272727269,44,0.77431818181818191,176,0.65333333333333332,201,0.77242187500000004,128,0.81933333333333336,30,0.84,65,0.83058823529411763,68,0.78432432432432431,37,0.79953947368421052,152,0.78796610169491532,59,0.80689655172413799,29,0.61612403100775193,129]
[null,"Magadino","TI",197,989.81069482486237,0,2735,0,-3,-8.1,null,24,-6,{"$error":"#N/A"},{"$error":"#N/A"},{"$error":"#N/A"},{"$error":"#VALUE!"},null,0.74671532846715327,137,0.91299999999999992,30,0.81,13,0.80147058823529405,34,0.83700000000000008,40,0.79400000000000004,25,0.79692307692307696,117,0.76189189189189188,37,0.79431818181818192,220,0.77223880597014927,67,0.88630252100840334,119,0.8255555555555556,99,0.8196296296296296,54,0.80683673469387751,392,0.86441176470588232,34,0.79153846153846164,13,0.83,74,0.89174999999999993,40,0,0,0.80044776119402983,67,0.83200000000000007,10,0.81666666666666676,90,0.81263157894736837,19,0,0,0.85017857142857134,56,0.67,108,0.72044444444444455,45,0.80321428571428566,112,0.82146067415730339,89,0.7813440860215054,186,0.71594142259414228,239,0.7556666666666666,150,0.76249999999999996,64,0.82410714285714293,56,0.78466666666666673,45,0.82652173913043481,46,0.8153191489361703,141,0.80796875000000001,64,0.83411764705882352,34,0.63576190476190475,210]
[null,"Montana","VS",1508,844.75590496247867,0,4770,0,-9.6,-15.5,null,25,-5,{"$error":"#N/A"},{"$error":"#N/A"},{"$error":"#N/A"},{"$error":"#VALUE!"},null,0.76449541284403666,109,0.9257894736842105,38,0.77307692307692311,26,0.8148936170212765,47,0.81134615384615383,52,0.8056603773584905,53,0.81211538461538468,104,0.75319999999999998,50,0.78384057971014498,276,0.79351562499999995,128,0.85935251798561152,139,0.83309941520467834,171,0.83595959595959601,99,0.68848303393213572,501,0.81736842105263163,38,0.74734693877551028,49,0.8067021276595745,94,0.87233333333333329,60,0,0,0.77963855421686745,83,0.78565217391304343,23,0.81728323699421968,173,0.73894736842105258,19,0,0,0.8303571428571429,56,0.66948905109489043,137,0.72840000000000005,75,0.81118518518518512,135,0.83228260869565218,92,0.78133079847908748,263,0.68774074074074076,270,0.77082437275985671,279,0.7752830188679245,53,0.79513888888888884,72,0.80684210526315792,57,0.86244897959183675,98,0.85190045248868784,221,0.81093749999999998,64,0.83910714285714294,56,0.67365671641791036,268]
[null,"Neuchatel","NE",485,956.33590973711011,0,3121,0,-5.4,-11,null,26,-4,{"$error":"#N/A"},{"$error":"#N/A"},{"$error":"#N/A"},{"$error":"#VALUE!"},null,0.80177631578947373,152,0.91133333333333344,60,0.75446808510638297,47,0.75913793103448268,58,0.82150000000000001,80,0.85964285714285704,56,0.82314465408805038,159,0.7055555555555556,81,0.77752873563218383,348,0.79897435897435898,156,0.86858757062146896,177,0.82872000000000001,250,0.85148148148148151,135,0.69048498845265582,433,0.81040816326530618,49,0.77876190476190477,105,0.80115702479338835,121,0.87716981132075478,53,0,0,0.81068965517241376,58,0.77617021276595755,47,0.78417475728155339,206,0.7810810810810811,37,0.49,2,0.84843749999999996,96,0.69128888888888895,225,0.76311111111111118,90,0.73685714285714288,210,0.8435652173913043,115,0.77341637010676156,281,0.69819314641744556,321,0.74522900763358779,262,0.83812500000000001,48,0.77301075268817199,93,0.78928571428571426,56,0.87141935483870969,155,0.86153583617747442,293,0.79104166666666675,144,0.86349397590361443,83,0.68197368421052629,304]
[null,"Payerne ","VD",490,955.76295524364252,0,3413,0,-6.7,-13.1,null,27,-3,{"$error":"#N/A"},{"$error":"#N/A"},{"$error":"#N/A"},{"$error":"#VALUE!"},null,0.80388235294117649,170,0.91549999999999998,100,0.78804123711340213,97,0.82135135135135129,74,0.82024193548387103,124,0.84047619047619049,84,0.82714285714285707,196,0.72336065573770503,122,0.78123919308357348,347,0.81986175115207371,217,0.88092024539877301,163,0.85644268774703558,253,0.83006535947712423,153,0.68389795918367335,490,0.82301886792452839,106,0.81243478260869562,115,0.81016393442622958,183,0.86318681318681312,91,0.51333333333333331,3,0.84546153846153838,130,0.81706666666666661,75,0.81626728110599078,217,0.72875000000000001,32,0.52461538461538459,13,0.84051282051282061,117,0.71673387096774188,248,0.72767123287671243,73,0.77837121212121219,264,0.86189655172413793,174,0.78336391437308861,327,0.67578692493946735,413,0.75173584905660373,265,0.82499999999999996,100,0.79983739837398371,123,0.83070312499999999,128,0.84365714285714288,175,0.8310079575596816,377,0.80124031007751939,129,0.87434108527131782,129,0.72203804347826095,368]
[null,"Piotta","TI",1007,898.00094098845761,0,3994,0,-7.2,-11.8,null,28,-2,{"$error":"#N/A"},{"$error":"#N/A"},{"$error":"#N/A"},{"$error":"#VALUE!"},null,0.78680327868852462,244,0.90647058823529403,170,0.79277777777777769,144,0.81241071428571432,112,0.81324324324324326,185,0.87599999999999989,165,0.84396226415094333,265,0.68732919254658387,161,0.78778313253012044,415,0.79042735042735046,234,0.83871559633027515,218,0.84374125874125883,286,0.80682926829268298,164,0.69936363636363641,550,0.84254335260115609,173,0.76226519337016574,181,0.81044520547945209,292,0.85982857142857139,175,0.52625,24,0.83616161616161622,198,0.80308333333333337,120,0.76180212014134274,283,0.75923913043478264,92,0.72148936170212763,47,0.83775147928994087,169,0.71317307692307697,312,0.72177777777777774,90,0.76527397260273977,292,0.84736559139784939,186,0.77266055045871551,327,0.72326633165829146,398,0.79310897435897432,312,0.81363013698630138,146,0.81048913043478266,184,0.86683333333333334,180,0.86477031802120141,283,0.85176610978520284,419,0.81941935483870965,155,0.89086956521739125,230,0.71556122448979598,392]
[null,"Pully","VD",461,959.08996397864894,0,2903,0,-4.3,-9.5,null,29,-1,{"$error":"#N/A"},{"$error":"#N/A"},{"$error":"#N/A"},{"$error":"#VALUE!"},null,0.74836257309941512,342,0.88603999999999994,250,0.77338095238095239,210,0.83772455089820352,167,0.81027888446215146,251,0.88467289719626163,214,0.83693811074918567,307,0.75249999999999995,232,0.79078299776286354,447,0.7447335423197492,319,0.83149253731343276,268,0.83481382978723406,376,0.81800829875518677,241,0.71363295880149802,534,0.84227027027027024,185,0.77887640449438211,178,0.80933098591549291,284,0.86507389162561577,203,0.60941176470588232,34,0.85851674641148323,209,0.84082524271844661,206,0.69479318734793183,411,0.78948717948717939,117,0.63093333333333335,75,0.85414790996784562,311,0.74264516129032254,465,0.74883333333333335,120,0.76593567251461991,342,0.8158333333333333,228,0.78364116094986813,379,0.72528708133971298,418,0.78795389048991349,347,0.85465863453815261,249,0.8264473684210526,228,0.87583756345177666,197,0.85481366459627328,322,0.83517150395778361,379,0.84984924623115576,199,0.88200854700854703,234,0.72799999999999998,520]
[null,"Robbia","GR",1078,890.29425842454918,0,4233,0,-7.8,-12.8,null,30,0,{"$error":"#N/A"},{"$error":"#N/A"},{"$error":"#N/A"},{"$error":"#VALUE!"},null,0.72427710843373494,332,0.89046979865771814,298,0.79664383561643826,292,0.82178010471204188,191,0.83819277108433743,249,0.86752873563218391,174,0.84341317365269464,334,0.78541984732824432,262,0.80789351851851843,432,0.81102908277404917,447,0.87772532188841201,466,0.83045197740112997,354,0.84350649350649354,308,0.70843137254901967,357,0.86805970149253719,201,0.83354497354497359,189,0.81927125506072873,247,0.86462540716612379,307,0.69599999999999995,45,0.86363281250000001,256,0.82760683760683762,234,0.71043956043956047,364,0.78907630522088357,249,0.70496183206106866,131,0.87300309597523229,323,0.71723032069970838,343,0.71125000000000005,152,0.7724079320113314,353,0.8308130081300813,246,0.80163141993957709,331,0.7554794520547945,365,0.81634328358208963,402,0.8531182795698925,279,0.83022653721682849,309,0.86771084337349391,249,0.87369281045751634,306,0.85848341232227487,422,0.84101522842639598,197,0.8821269841269842,315,0.75551378446115292,399]
[null,"Rünenberg","BL",610,942.0952030038768,0,3552,0,-8.1,-14.4,null,31,1,{"$error":"#N/A"},{"$error":"#N/A"},{"$error":"#N/A"},{"$error":"#VALUE!"},null,0.74735135135135133,370,0.87540616246498604,357,0.81346153846153835,416,0.84707423580786023,229,0.82038888888888895,360,0.85239057239057248,297,0.8595569620253164,474,0.80173611111111109,432,0.7902659574468085,376,0.73574561403508765,456,0.83614285714285719,350,0.8164665127020786,433,0.83597752808988757,445,0.74377464788732395,355,0.83922680412371131,388,0.83596610169491525,295,0.83765472312703582,307,0.85235119047619046,336,0.76110526315789473,190,0.8702601156069365,346,0.83877076411960128,301,0.69979405034324937,437,0.81601719197707734,349,0.6846195652173912,184,0.86805389221556883,334,0.75285359801488838,403,0.72265700483091788,207,0.78469696969696967,396,0.82651234567901244,324,0.80209876543209868,405,0.7600552486187846,362,0.82077951002227167,449,0.82910326086956521,368,0.827810650887574,338,0.83966867469879514,332,0.87233890214797138,419,0.83864693446088789,473,0.84932748538011693,342,0.8753221288515407,357,0.73579326923076915,416]
[null,"Samedan","GR",1705,824.53291741205305,0,6376,0,-17.600000000000001,-26.1,null,32,2,{"$error":"#N/A"},{"$error":"#N/A"},{"$error":"#N/A"},{"$error":"#VALUE!"},null,0.74524456521739124,368,0.88207142857142851,420,0.80108333333333337,360,0.82056716417910447,335,0.83263529411764703,425,0.83300505050505047,396,0.86433255269320841,427,0.78822942643391525,401,0.7573756906077348,362,0.68978260869565222,368,0.80876790830945555,349,0.80047999999999997,375,0.84556122448979598,392,0.77726269315673291,453,0.85167452830188684,424,0.81449826989619378,289,0.85505307855626322,471,0.86066059225512537,439,0.75244444444444436,270,0.83831715210355984,309,0.78922600619195049,323,0.6896638655462185,476,0.81857482185273156,421,0.67430604982206399,281,0.85542857142857143,350,0.73703608247422681,388,0.77599173553719014,242,0.71359331476323118,359,0.77886850152905196,327,0.7595336787564767,386,0.73735849056603764,371,0.77484057971014497,345,0.83375586854460093,426,0.81003030303030299,330,0.82800524934383202,381,0.81215777262180977,431,0.81388379204892969,327,0.8204829545454545,352,0.8576086956521739,414,0.69492268041237115,388]
[null,"San Bernardino","GR",1639,831.26397173635894,0,5586,0,-10.9,-17.2,null,33,3,{"$error":"#N/A"},{"$error":"#N/A"},{"$error":"#N/A"},{"$error":"#VALUE!"},null,0.69994236311239189,347,0.87126582278481013,395,0.80246537396121875,361,0.81184729064039407,406,0.83687640449438205,445,0.83606741573033705,445,0.83578431372549022,408,0.783953488372093,387,0.74366366366366365,333,0.64730639730639739,297,0.7958653846153847,416,0.76411311053984576,389,0.8216,325,0.74989406779661005,472,0.85082949308755762,434,0.80433526011560685,346,0.82204419889502756,362,0.84925120772946849,414,0.72866279069767448,344,0.84197297297297302,370,0.74682926829268292,287,0.68869230769230771,390,0.79969543147208133,394,0.63890243902439026,328,0.84065963060686011,379,0.67545454545454542,275,0.77445783132530122,249,0.70473684210526311,342,0.78518248175182481,411,0.7445671641791044,335,0.6895430107526882,372,0.74031746031746037,315,0.84596658711217187,419,0.82368563685636853,369,0.82075388026607543,451,0.76795597484276723,318,0.81723905723905732,297,0.79538873994638071,373,0.86689095127610216,431,0.65753462603878121,361]
[null,"St. Gallen","SG",779,923.11524667263313,0,3845,0,-9.3000000000000007,-14.8,null,34,4,{"$error":"#N/A"},{"$error":"#N/A"},{"$error":"#N/A"},{"$error":"#VALUE!"},null,0.69727488151658756,422,0.86169856459330152,418,0.78348557692307697,416,0.81017031630170322,411,0.81680798004987532,401,0.84351738241308793,489,0.82451351351351354,370,0.75186335403726701,322,0.74201923076923082,312,0.64665760869565214,368,0.81,437,0.78154525386313467,453,0.82840531561461783,301,0.76298013245033114,453,0.83555555555555561,477,0.7973537604456824,359,0.81220994475138131,362,0.83884337349397597,415,0.69383177570093446,428,0.83599999999999997,470,0.71476363636363627,275,0.67797499999999999,400,0.8034647302904564,482,0.66871060171919761,349,0.84367758186397979,397,0.6755087719298245,285,0.77497474747474759,396,0.71797872340425528,376,0.78748010610079577,377,0.7516455696202532,316,0.66794736842105262,380,0.75318611987381701,317,0.83966740576496679,451,0.78321022727272738,352,0.81444444444444442,459,0.73703488372093018,344,0.8125,228,0.7737254901960785,408,0.86441295546558705,494,0.65122905027932954,358]
[null,"Schaffhausen","SH",437,961.8504365716426,0,3442,0,-7.5,-14,null,35,5,{"$error":"#N/A"},{"$error":"#N/A"},{"$error":"#N/A"},{"$error":"#VALUE!"},null,0.71969696969696972,462,0.83122562674094713,359,0.77198757763975157,322,0.80489637305699491,386,0.80765100671140944,298,0.83314479638009042,442,0.82394101876675607,373,0.73320872274143301,321,0.75681122448979599,392,0.66287499999999999,400,0.78081206496519728,431,0.77160621761658033,386,0.81041800643086814,311,0.74483870967741939,372,0.81198547215496364,413,0.79066852367688023,359,0.80541778975741241,371,0.81242514970059887,334,0.7002689486552568,409,0.79667582417582428,364,0.69103053435114503,262,0.67234913793103446,464,0.77743654822335029,394,0.65441358024691354,324,0.82028089887640443,356,0.70426174496644289,298,0.75385224274406326,379,0.70529585798816574,338,0.76633507853403149,382,0.75405027932960889,358,0.7275779376498801,417,0.72364583333333332,288,0.81014749262536867,339,0.76805970149253722,335,0.78119402985074626,335,0.75449197860962569,374,0.7894672131147541,244,0.754874651810585,359,0.84526315789473683,399,0.65895652173913044,345]
[null,"Scuol","GR",1298,866.75374299795851,0,4866,0,-12,-18.2,null,36,6,{"$error":"#N/A"},{"$error":"#N/A"},{"$error":"#N/A"},{"$error":"#VALUE!"},null,0.72174509803921572,510,0.81963302752293576,327,0.74806094182825489,361,0.79015625,384,0.80578488372093016,344,0.80771764705882343,425,0.80737745098039215,408,0.70732558139534885,344,0.76123989218328847,371,0.69410430839002268,441,0.79613953488372091,430,0.76212389380530976,339,0.80920353982300885,339,0.7266762177650431,349,0.80970521541950125,441,0.78504109589041093,365,0.79956011730205279,341,0.81103351955307257,358,0.68972477064220183,436,0.77535483870967736,310,0.71247588424437291,311,0.65458221024258767,371,0.77546153846153842,390,0.64837016574585637,362,0.82359493670886086,395,0.73533132530120482,332,0.74846501128668164,443,0.70615384615384613,325,0.74959239130434785,368,0.73847769028871402,381,0.70391691394658751,337,0.76137931034482764,348,0.8178385416666667,384,0.76976539589442805,341,0.81187050359712232,417,0.74794366197183093,355,0.78557324840764342,314,0.74232091690544411,349,0.84288888888888891,315,0.67271903323262838,331]
[null,"Sion","VS",482,956.67981590425245,0,3197,0,-6,-11.2,null,37,7,{"$f":"INDEX($S$1:$CT$65,L37,MATCH($N$2,$S$2:$CT$2,0))","v":{"$error":"#N/A"}},{"$f":"INDEX($S$1:$CT$65,L37,MATCH($O$2,$S$2:$CT$2,0))","v":{"$error":"#N/A"}},{"$error":"#N/A"},{"$f":"AbsFeuchte(M37,N37,$F$44)","v":{"$error":"#VALUE!"}},null,0.73286746987951801,415,0.83637873754152825,301,0.76538873994638068,373,0.79238207547169803,424,0.80705539358600586,343,0.79982885085574562,409,0.8075,392,0.72668493150684943,365,0.76683908045977001,348,0.70516355140186915,428,0.79789610389610388,385,0.76763925729442972,377,0.80761904761904757,357,0.68140287769784169,278,0.79651933701657451,362,0.74712609970674493,341,0.79180592991913745,371,0.79497340425531915,376,0.6863703703703703,405,0.78765395894428147,341,0.75065281899109793,337,0.70355504587155959,436,0.76818918918918921,370,0.66316901408450701,426,0.8051295336787565,386,0.71335526315789477,304,0.75573849878934629,413,0.68618233618233615,351,0.74880645161290316,310,0.74297157622739018,387,0.74457142857142855,385,0.76775401069518723,374,0.81167979002624679,381,0.72588059701492536,335,0.76901477832512311,406,0.77297450424929182,353,0.78163987138263669,311,0.7438605898123325,373,0.82119873817034705,317,0.668121387283237,346]
[null,"Ulrichen","BS",1345,861.79058740001426,0,5545,0,-16.2,-23.6,null,38,8,{"$error":"#N/A"},{"$error":"#N/A"},{"$error":"#N/A"},{"$error":"#VALUE!"},null,0.73111111111111116,432,0.83690095846645363,313,0.75277777777777777,306,0.80030534351145033,393,0.8060835509138381,383,0.81497175141242939,354,0.81298122065727696,426,0.71605970149253739,335,0.78307909604519776,354,0.69369411764705891,425,0.79471464019851112,403,0.77456790123456787,405,0.8200558659217877,358,0.69370689655172413,232,0.77049999999999996,300,0.7938629283489097,321,0.77798342541436472,362,0.79519379844961235,387,0.64775956284153013,366,0.78266475644699141,349,0.72426512968299717,347,0.711990171990172,407,0.75840361445783133,332,0.68732876712328761,438,0.80862068965517242,348,0.71493188010899189,367,0.72401041666666677,384,0.70410994764397916,382,0.76186440677966105,354,0.73199404761904763,336,0.73068062827225133,382,0.7427083333333333,336,0.8000911854103343,329,0.71505190311418687,289,0.77684523809523809,336,0.76017361111111115,288,0.78242811501597442,313,0.74968911917098457,386,0.79074218750000003,256,0.65067988668555243,353]
[null,"Vaduz","FL",460,959.20485544662063,0,3214,0,-7.8,-14.2,null,39,9,{"$error":"#N/A"},{"$error":"#N/A"},{"$error":"#N/A"},{"$error":"#VALUE!"},null,0.75641379310344836,435,0.835565749235474,327,0.74786440677966093,295,0.78457274826789847,433,0.80860240963855423,415,0.81221884498480246,329,0.79933649289099518,422,0.72506578947368427,304,0.76497500000000007,400,0.70061381074168794,391,0.81295739348370932,399,0.75448687350835331,419,0.80126843657817104,339,0.70028571428571429,245,0.79332394366197179,355,0.79284122562674098,359,0.77028901734104038,346,0.8010904255319149,376,0.68629629629629629,351,0.78026881720430108,372,0.71501253132832077,399,0.68990338164251208,414,0.76521739130434785,322,0.65784153005464474,366,0.79109756097560979,328,0.71220873786407768,412,0.73233618233618225,351,0.72812154696132592,362,0.79704918032786876,366,0.71253968253968258,315,0.7371676300578035,346,0.75251445086705204,346,0.79251515151515151,330,0.71652329749103938,279,0.76946902654867255,339,0.79389355742296919,357,0.73422969187675069,357,0.74238482384823856,369,0.8268501529051987,327,0.6968939393939394,396]
[null,"Wynau","BE",422,963.57899634236492,0,3534,0,-7.3,-14.2,null,40,10,{"$error":"#N/A"},{"$error":"#N/A"},{"$error":"#N/A"},{"$error":"#VALUE!"},null,0.75587078651685391,356,0.8200909090909092,330,0.75100609756097558,328,0.79,384,0.80554245283018877,424,0.81470914127423821,361,0.78598086124401911,418,0.73651757188498412,313,0.76673740053050399,377,0.72105392156862746,408,0.79846938775510212,392,0.74853470437017988,389,0.79303703703703698,405,0.68087155963302748,218,0.80135593220338985,354,0.7746531791907515,346,0.78748704663212432,386,0.79421917808219178,365,0.65963276836158191,354,0.76809768637532128,389,0.7054302670623146,337,0.67409836065573769,427,0.72552706552706558,351,0.61914454277286135,339,0.80139364303178484,409,0.6672950819672131,366,0.72365853658536583,369,0.73209932279909706,443,0.77251851851851849,405,0.72796923076923081,325,0.74065217391304339,368,0.72992042440318305,377,0.79337209302325573,344,0.71130434782608698,322,0.77676100628930811,318,0.80657971014492758,345,0.7449056603773585,318,0.74876543209876545,324,0.82872628726287256,369,0.69759643916913949,337]
[null,"Zermatt","VS",1638,831.3662984832946,0,5388,0,-11.1,-17,null,41,11,{"$error":"#N/A"},{"$error":"#N/A"},{"$f":"O41+P40","v":{"$error":"#N/A"}},{"$error":"#VALUE!"},null,0.74803827751196161,418,0.82452307692307703,325,0.75590659340659339,364,0.77236040609137047,394,0.78249999999999997,404,0.81092643051771118,367,0.79452261306532668,398,0.71138381201044387,383,0.708936170212766,282,0.71320987654320989,405,0.80097799511002454,409,0.76661538461538459,390,0.79507389162561581,406,0.63588541666666665,192,0.79181818181818187,363,0.77015957446808514,376,0.78701897018970191,369,0.7782198952879581,382,0.66427272727272724,330,0.76483050847457634,354,0.67344311377245503,334,0.690961038961039,385,0.72892105263157903,380,0.61039513677811552,329,0.78230985915492957,355,0.69130434782608707,345,0.71410828025477713,314,0.72261569416499005,497,0.76426900584795321,342,0.65973568281938322,227,0.74776504297994262,349,0.73291443850267379,374,0.79366233766233762,385,0.71415384615384614,325,0.77576086956521739,368,0.76195250659630598,379,0.72133956386292841,321,0.72521857923497268,366,0.81463611859838281,371,0.66525974025974022,308]
[null,"Zürich-Kloten","ZH",425,963.23308332324996,0,3432,0,-7.7,-14.8,null,42,12,{"$error":"#N/A"},{"$error":"#N/A"},{"$error":"#N/A"},{"$error":"#VALUE!"},null,0.72182278481012663,395,0.81360230547550427,347,0.72623318385650226,446,0.76291666666666669,384,0.78454038997214481,359,0.78552000000000011,375,0.77886039886039882,351,0.67323204419889504,362,0.68242063492063498,252,0.70273224043715843,366,0.76680100755667513,397,0.78027027027027029,407,0.7672941176470589,425,0.60106870229007636,131,0.81133333333333335,435,0.75395784543325528,427,0.76286982248520718,338,0.77277008310249296,361,0.71688654353561998,379,0.74877717391304344,368,0.7036196319018404,326,0.66578461538461542,325,0.72428571428571431,392,0.64724675324675329,385,0.76829059829059831,351,0.6839047619047619,315,0.70139088729016796,417,0.69227488151658756,422,0.77811475409836062,366,0.62820754716981131,212,0.72617449664429534,298,0.70364383561643828,365,0.77865497076023393,342,0.70202857142857145,350,0.73286604361370722,321,0.78771978021978029,364,0.71289156626506023,249,0.74379213483146078,356,0.81370572207084468,367,0.63427046263345199,281]
[null,"Zürich-SMA","ZH",556,948.22596847581406,0,3440,0,-7.5,-13.3,null,43,13,{"$error":"#N/A"},{"$error":"#N/A"},{"$error":"#N/A"},{"$error":"#VALUE!"},null,0.72298288508557462,409,0.79724550898203583,334,0.74131519274376412,441,0.74045731707317075,328,0.77577586206896554,348,0.79891598915989159,369,0.78306962025316451,316,0.70553805774278222,381,0.64858407079646019,226,0.7095810055865921,358,0.78181347150259073,386,0.76823979591836733,392,0.74560283687943274,423,0.56692307692307697,117,0.811735294117647,340,0.73659624413145541,426,0.75560240963855418,332,0.7889835164835165,364,0.7270731707317073,369,0.75809392265193365,362,0.71230563002680969,373,0.66769480519480529,308,0.7068992248062016,387,0.61528571428571432,350,0.77006172839506182,324,0.663455497382199,382,0.70179271708683477,357,0.71513846153846161,325,0.76436363636363636,330,0.61357512953367876,193,0.69499999999999995,264,0.67275080906148876,309,0.77561872909698992,299,0.7,349,0.76937142857142859,350,0.77432911392405057,395,0.66732142857142862,224,0.70690553745928342,307,0.81099722991689749,361,0.60004032258064521,248]
[null,null,null,"Wert für Berechnung",null,{"$f":"SUM(F4:F43)","v":0},null,{"$f":"SUM(H4:H43)","v":0},null,null,null,44,14,{"$error":"#N/A"},{"$error":"#N/A"},{"$error":"#N/A"},{"$error":"#VALUE!"},null,0.70936416184971096,346,0.78129032258064512,372,0.72502380952380951,420,0.75363363363363367,333,0.74357366771159872,319,0.79986595174262731,373,0.75374149659863943,294,0.69043478260869562,345,0.58799999999999997,185,0.68381656804733726,338,0.7531714285714286,350,0.74428160919540232,348,0.77830097087378647,412,0.51197530864197527,81,0.80105504587155962,436,0.70311046511627906,344,0.7458730158730158,315,0.78526041666666668,384,0.72292957746478881,355,0.72188059701492535,335,0.74539440203562335,393,0.63197080291970809,274,0.70021563342318061,371,0.63210389610389617,385,0.74768361581920895,354,0.71088311688311689,385,0.69953551912568301,366,0.69733137829912029,341,0.75876790830945551,349,0.54947089947089944,189,0.65822222222222226,225,0.62976095617529881,251,0.7723323615160349,343,0.69867007672634274,391,0.75021164021164022,378,0.74492610837438422,406,0.6323857868020305,197,0.72272131147540986,305,0.8029946524064171,374,0.52910377358490568,212]
[null,null,null,null,null,null,null,null,null,null,null,45,15,{"$error":"#N/A"},{"$error":"#N/A"},{"$error":"#N/A"},{"$error":"#VALUE!"},null,0.66403100775193791,258,0.80259842519685032,381,0.69644391408114559,419,0.7406948640483384,331,0.71839590443686008,293,0.78017045454545453,352,0.72671814671814672,259,0.68269696969696969,330,0.5818674698795181,166,0.63465346534653466,303,0.73422950819672128,305,0.72849420849420854,259,0.75468421052631585,380,0.46702127659574466,47,0.7948412698412699,378,0.68733333333333335,375,0.738061797752809,356,0.76321937321937328,351,0.72709359605911328,406,0.75210106382978725,376,0.70140625000000001,320,0.59982062780269063,223,0.68688311688311687,308,0.67363861386138613,404,0.75271293375394321,317,0.69525222551928778,337,0.6929201101928375,363,0.65659722222222228,288,0.74047745358090178,377,0.52322580645161287,124,0.61728643216080403,199,0.60389140271493214,221,0.76302631578947366,380,0.68342261904761903,336,0.74384848484848487,330,0.7069886363636364,352,0.59851063829787232,188,0.71316923076923078,325,0.80448170731707325,328,0.4981958762886598,194]
[null,null,null,null,null,null,null,null,null,null,null,46,16,{"$error":"#N/A"},{"$error":"#N/A"},{"$error":"#N/A"},{"$error":"#VALUE!"},null,0.63247572815533981,206,0.76576923076923076,312,0.70574821852731584,421,0.72622478386167144,347,0.73067055393586,343,0.77106707317073175,328,0.6825,236,0.69452879581151838,382,0.52748201438848918,139,0.62184331797235026,217,0.73081339712918658,209,0.71101063829787237,188,0.72499999999999998,344,0.44708333333333333,24,0.77824281150159746,313,0.67080213903743313,374,0.74433544303797461,316,0.75987616099071209,323,0.7229222520107238,373,0.72182481751824823,411,0.72086705202312129,346,0.56636363636363629,198,0.70012307692307685,325,0.66010126582278472,395,0.73820512820512818,312,0.66604895104895112,286,0.68285302593659947,347,0.65369565217391301,276,0.74650568181818189,352,0.50336000000000003,125,0.587710843373494,166,0.59732984293193714,191,0.72881028938906756,311,0.68933333333333335,330,0.7515384615384616,390,0.69563333333333333,300,0.55005586592178768,179,0.73802985074626859,335,0.78490683229813674,322,0.47911949685534594,159]
[null,null,null,null,null,null,null,null,null,null,null,47,17,{"$error":"#N/A"},{"$error":"#N/A"},{"$error":"#N/A"},{"$error":"#VALUE!"},null,0.6172067039106145,179,0.74792243767313027,361,0.67793814432989696,388,0.7233430232558139,344,0.71905844155844145,308,0.76114551083591342,323,0.64841860465116286,215,0.66839999999999999,375,0.51537190082644624,121,0.56434343434343437,198,0.67248447204968942,161,0.66086419753086423,162,0.68775974025974018,308,0.314,5,0.7544407894736842,304,0.65591362126245845,301,0.72371841155234662,277,0.76596026490066227,302,0.70953488372093021,344,0.71700272479564031,367,0.73433628318584065,339,0.54687943262411343,141,0.68107033639143733,327,0.64508379888268153,358,0.7231343283582089,268,0.62048979591836728,245,0.68337209302325574,344,0.62794444444444442,180,0.72353658536585375,328,0.50211764705882356,85,0.5637692307692308,130,0.53870503597122299,139,0.73910447761194031,335,0.66089700996677736,301,0.73139726027397256,365,0.63216312056737589,282,0.50264516129032255,155,0.67950980392156868,306,0.78882175226586104,331,0.44251655629139075,151]
[null,null,null,null,null,null,null,null,null,null,null,48,18,{"$error":"#N/A"},{"$error":"#N/A"},{"$error":"#N/A"},{"$error":"#VALUE!"},null,0.60117647058823531,136,0.71284866468842734,337,0.66805555555555562,288,0.71321311475409843,305,0.7095652173913044,253,0.75138461538461543,260,0.59962962962962962,189,0.63,298,0.47075268817204302,93,0.54562500000000003,160,0.65109489051094893,137,0.64444444444444438,153,0.64331914893617026,235,0,0,0.72550387596899224,258,0.66501779359430602,281,0.67641434262948208,251,0.72424028268551244,283,0.71578796561604596,349,0.69970394736842112,304,0.70419871794871791,312,0.51368055555555558,144,0.6691017964071857,334,0.65618768328445753,341,0.70706563706563719,259,0.5623369565217391,184,0.68559420289855066,345,0.60493827160493829,162,0.68280276816608998,289,0.47153061224489795,98,0.53988235294117648,85,0.4970945945945946,148,0.69375838926174493,298,0.65475352112676066,284,0.69183050847457617,295,0.61165289256198352,242,0.49115606936416184,173,0.65993103448275858,290,0.73484375000000002,256,0.39948717948717949,117]
[null,null,null,null,null,null,null,null,null,null,null,49,19,{"$error":"#N/A"},{"$error":"#N/A"},{"$error":"#N/A"},{"$error":"#VALUE!"},null,0.56366336633663361,101,0.66772881355932201,295,0.61727272727272731,253,0.67381294964028782,278,0.64795555555555551,225,0.69036866359447002,217,0.56689024390243903,164,0.61463035019455259,257,0.43391752577319587,97,0.50090909090909097,132,0.62308510638297876,94,0.61672413793103442,116,0.59376146788990825,218,0,0,0.696780487804878,205,0.63716666666666666,240,0.65245136186770425,257,0.68489795918367347,196,0.70825842696629204,356,0.66843511450381687,262,0.6937864077669903,309,0.49136752136752138,117,0.64051369863013707,292,0.64459302325581391,344,0.65445378151260503,238,0.54065934065934063,182,0.6749363867684478,393,0.5822068965517242,145,0.64594696969696974,264,0.44440476190476191,84,0.51140624999999995,64,0.44936363636363635,110,0.63843749999999999,224,0.61578124999999995,256,0.66731092436974793,238,0.60423580786026199,229,0.46721428571428569,140,0.63407114624505934,253,0.67267942583732054,209,0.38858695652173914,92]
[null,null,null,null,null,null,null,null,null,null,null,50,20,{"$error":"#N/A"},{"$error":"#N/A"},{"$error":"#N/A"},{"$error":"#VALUE!"},null,0.55012195121951224,82,0.64500000000000002,244,0.60645933014354059,209,0.60794871794871796,234,0.61364640883977895,181,0.62455621301775144,169,0.56801801801801799,111,0.55565853658536579,205,0.41480519480519484,77,0.49855855855855857,111,0.60287500000000005,80,0.57159574468085106,94,0.56523255813953488,172,0,0,0.6755491329479768,173,0.60486486486486479,259,0.60130890052356023,191,0.63674285714285717,175,0.6788088642659279,361,0.64314720812182746,197,0.69757309941520462,342,0.45948979591836731,98,0.60996153846153844,260,0.62292763157894737,304,0.63037037037037036,216,0.51730496453900709,141,0.64699088145896655,329,0.54085714285714293,105,0.63193548387096776,186,0.41666666666666663,84,0.4863265306122449,49,0.46619565217391307,92,0.59238578680203047,197,0.58892703862660944,233,0.59250000000000003,188,0.58525316455696197,158,0.45294117647058824,102,0.60044843049327357,223,0.64139037433155077,187,0.38442307692307692,104]
[null,null,null,null,null,null,null,null,null,null,null,51,21,{"$error":"#N/A"},{"$error":"#N/A"},{"$error":"#N/A"},{"$error":"#VALUE!"},null,0.52816666666666667,60,0.61341836734693878,196,0.57371257485029947,167,0.57816831683168313,202,0.57708609271523181,151,0.59911111111111115,135,0.5384146341463415,82,0.52958115183246068,191,0.3837313432835821,67,0.44804878048780489,82,0.59337837837837837,74,0.52964912280701748,57,0.57825757575757575,132,0,0,0.61821656050955409,157,0.55555555555555558,198,0.58362903225806451,124,0.57415584415584409,154,0.67960122699386505,326,0.60044585987261145,157,0.66489795918367345,294,0.4371830985915493,71,0.58995121951219509,205,0.61684745762711868,295,0.5838271604938271,162,0.49601449275362319,138,0.61322580645161284,279,0.52267326732673269,101,0.60758620689655174,174,0.38039215686274508,51,0.42846153846153845,26,0.40732394366197183,71,0.53733695652173918,184,0.54554999999999998,200,0.58260273972602739,146,0.5887603305785124,121,0.44453333333333334,75,0.5884491978609625,187,0.59222222222222221,144,0.36333333333333334,60]
[null,null,null,null,null,null,null,null,null,null,null,52,22,{"$error":"#N/A"},{"$error":"#N/A"},{"$error":"#N/A"},{"$error":"#VALUE!"},null,0.48279069767441862,43,0.59018867924528307,159,0.55796992481203,133,0.54170454545454549,176,0.57658730158730154,126,0.55581967213114747,122,0.51682539682539685,63,0.47793333333333338,150,0.35805555555555557,36,0.44148514851485143,101,0.56111111111111112,54,0.52794117647058825,34,0.55699029126213595,103,0,0,0.59248322147651011,149,0.53087209302325578,172,0.57042016806722695,119,0.57828124999999997,128,0.64912213740458014,262,0.58933962264150941,106,0.62306122448979595,245,0.41306666666666664,75,0.54899497487437188,199,0.59376033057851241,242,0.56777777777777783,171,0.48685714285714282,105,0.58014492753623192,207,0.52253731343283583,67,0.58853333333333335,150,0.38111111111111112,45,0.38200000000000001,10,0.39708333333333334,72,0.53801587301587306,126,0.52880952380952384,168,0.56985074626865673,134,0.53092592592592591,108,0.41839080459770117,87,0.55096774193548381,155,0.57189189189189182,111,0.34166666666666662,54]
[null,null,null,null,null,null,null,null,null,null,null,53,23,{"$error":"#N/A"},{"$error":"#N/A"},{"$error":"#N/A"},{"$error":"#VALUE!"},null,0.45517241379310341,29,0.55330708661417327,127,0.55803738317757012,107,0.54861538461538462,130,0.54108108108108111,111,0.54658914728682173,129,0.48,51,0.48848484848484852,99,0.31346153846153846,26,0.41689655172413792,58,0.53096774193548379,31,0.50562499999999999,32,0.54263736263736262,91,0,0,0.56636363636363629,121,0.50992592592592589,135,0.50481132075471702,106,0.55299999999999994,120,0.62268181818181811,220,0.57465517241379305,116,0.55015075376884426,199,0.39,55,0.52486111111111111,144,0.55807692307692303,208,0.51976744186046508,129,0.47835294117647059,85,0.54451219512195126,164,0.51400000000000001,75,0.5658928571428572,112,0.38583333333333336,24,0,0,0.3757746478873239,71,0.53032520325203247,123,0.48499999999999999,144,0.55824561403508777,114,0.51535714285714285,84,0.40346153846153848,78,0.53579831932773114,119,0.5446280991735537,121,0.32086956521739135,23]
[null,null,null,null,null,null,null,null,null,null,null,54,24,{"$error":"#N/A"},{"$error":"#N/A"},{"$error":"#N/A"},{"$error":"#VALUE!"},null,0.41499999999999998,12,0.5460169491525424,118,0.54880952380952375,84,0.52279661016949153,118,0.52412371134020619,97,0.5183695652173913,92,0.45962962962962961,27,0.4632183908045977,87,0.32100000000000001,10,0.39980392156862743,51,0.4786206896551724,29,0.46714285714285714,7,0.55818181818181822,55,0,0,0.54416666666666669,84,0.49429629629629629,135,0.49419354838709678,93,0.51887931034482759,116,0.6088023952095809,167,0.5370588235294117,85,0.5641176470588235,170,0.3603703703703704,27,0.50453846153846149,130,0.54402234636871505,179,0.49830769230769228,130,0.44621212121212123,66,0.52,128,0.49242424242424243,66,0.54037037037037039,81,0.39666666666666667,6,0,0,0.33763636363636368,55,0.49460869565217391,115,0.46217391304347827,138,0.50834951456310673,103,0.51538461538461544,65,0.35590909090909095,44,0.52915966386554625,119,0.51189189189189188,111,0.29956521739130432,23]
[null,null,null,null,null,null,null,null,null,null,null,55,25,{"$error":"#N/A"},{"$error":"#N/A"},{"$error":"#N/A"},{"$error":"#VALUE!"},null,0.37333333333333335,9,0.53142857142857147,91,0.53140624999999997,64,0.49202020202020202,99,0.47457446808510639,94,0.50361904761904763,105,0.43529411764705883,17,0.45734177215189875,79,0.39,7,0.37631578947368416,38,0.45399999999999996,25,0.39,4,0.52083333333333337,60,0,0,0.53746031746031742,63,0.46382812499999998,128,0.49893333333333328,75,0.48569767441860462,86,0.58136645962732925,161,0.4921518987341772,79,0.55473684210526319,152,0.31285714285714283,14,0.482375,80,0.52892086330935251,139,0.48526881720430104,93,0.41285714285714287,49,0.48584269662921353,89,0.46675675675675676,37,0.52686274509803921,51,0.4,1,0,0,0.3192156862745098,51,0.46250000000000002,84,0.44496062992125984,127,0.5043478260869565,46,0.50826086956521743,46,0.36228571428571427,35,0.5044578313253012,83,0.48538461538461541,104,0.27,8]
[null,null,null,null,null,null,null,null,null,null,null,56,26,{"$error":"#N/A"},{"$error":"#N/A"},{"$error":"#N/A"},{"$error":"#VALUE!"},null,0.35111111111111115,9,0.51025974025974019,77,0.52117647058823524,51,0.47121212121212125,66,0.47,69,0.46643835616438362,73,0.41956521739130437,23,0.45732394366197182,71,0.33,1,0.37285714285714283,14,0.43941176470588234,17,0.34499999999999997,4,0.52171428571428569,35,0,0,0.52539999999999998,50,0.42838383838383842,99,0.45645161290322583,62,0.48423728813559319,59,0.57211864406779656,118,0.48372881355932201,59,0.53209090909090906,110,0.29666666666666669,9,0.45987654320987653,81,0.5176510067114094,149,0.46028169014084502,71,0.40351851851851855,54,0.46681159420289853,69,0.42095238095238097,21,0.5337142857142857,35,0,0,0,0,0.30024999999999996,40,0.45507936507936508,63,0.44186440677966105,118,0.47234042553191485,47,0.48470588235294115,34,0.32692307692307693,13,0.48388235294117649,85,0.48061538461538461,65,0.28999999999999998,1]
[null,null,null,null,null,null,null,null,null,null,null,57,27,{"$error":"#N/A"},{"$error":"#N/A"},{"$error":"#N/A"},{"$error":"#VALUE!"},null,0.26750000000000002,4,0.49725806451612903,62,0.47749999999999998,48,0.45190476190476192,42,0.43642857142857144,56,0.4457575757575758,33,0.35636363636363633,11,0.43924999999999997,40,0,0,0.34399999999999997,5,0.42,11,0.255,2,0.49658536585365853,41,0,0,0.49727272727272726,33,0.40574712643678162,87,0.47485714285714287,35,0.44068965517241382,29,0.54659090909090902,88,0.46081081081081082,37,0.52322314049586782,121,0.27,6,0.44259999999999999,50,0.48221238938053096,113,0.45147058823529412,34,0.37708333333333338,24,0.43791666666666662,48,0.31818181818181818,11,0.50928571428571434,42,0,0,0,0,0.26214285714285718,28,0.41857142857142854,42,0.4346739130434783,92,0.44275862068965516,29,0.47333333333333338,15,0.34,4,0.47067567567567564,74,0.4526470588235294,34,0.27,2]
[null,null,null,null,null,null,null,null,null,null,null,58,28,{"$error":"#N/A"},{"$error":"#N/A"},{"$error":"#N/A"},{"$error":"#VALUE!"},null,0,0,0.46200000000000002,35,0.48222222222222222,27,0.44289473684210529,38,0.41142857142857148,35,0.43359999999999999,25,0.33624999999999999,8,0.38393939393939391,33,0,0,0.34250000000000003,4,0.42142857142857149,14,0.22500000000000001,2,0.45888888888888885,18,0,0,0.43166666666666664,18,0.39254237288135591,59,0.42147058823529415,34,0.42625000000000002,24,0.54349206349206347,63,0.45344827586206898,29,0.51215053763440865,93,0.28000000000000003,1,0.39925925925925926,27,0.47842857142857143,70,0.43,25,0.38500000000000001,8,0.40375,32,0.25,1,0.45190476190476192,21,0,0,0,0,0.25894736842105265,19,0.40500000000000003,22,0.42921568627450979,51,0.40083333333333337,24,0.48352941176470587,17,0,0,0.42568627450980395,51,0.42434782608695648,23,0.26,1]
[null,null,null,null,null,null,null,null,null,null,null,59,29,{"$error":"#N/A"},{"$error":"#N/A"},{"$error":"#N/A"},{"$error":"#VALUE!"},null,0,0,0.45481481481481478,27,0.38933333333333331,15,0.40625,32,0.37812499999999999,16,0.41954545454545455,22,0,0,0.38269230769230766,26,0,0,0.34499999999999997,2,0.3775,4,0,0,0.39,10,0,0,0.43083333333333335,12,0.35820000000000002,50,0.39925925925925926,27,0.40363636363636368,22,0.50705882352941178,51,0.41,30,0.48769230769230765,65,0,0,0.36666666666666664,24,0.47340000000000004,50,0.41291666666666665,24,0.36555555555555558,9,0.36,23,0,0,0.43842105263157899,19,0,0,0,0,0.20499999999999999,2,0.36809523809523809,21,0.39578947368421052,38,0.39642857142857146,14,0.48333333333333334,3,0,0,0.42678571428571432,28,0.4123809523809524,21,0,0]
[null,null,null,null,null,null,null,null,null,null,null,60,30,{"$error":"#N/A"},{"$error":"#N/A"},{"$error":"#N/A"},{"$error":"#VALUE!"},null,0,0,0.43578947368421056,19,0.38833333333333336,12,0.4126086956521739,23,0.37624999999999997,16,0.38250000000000001,20,0,0,0.36166666666666664,18,0,0,0,0,0.34,1,0,0,0.38294117647058828,17,0,0,0.41307692307692306,13,0.34304347826086956,23,0.4018181818181818,11,0.38733333333333336,15,0.44210526315789472,19,0.39880000000000004,25,0.44062499999999999,16,0,0,0.33272727272727276,11,0.43863636363636366,22,0.38909090909090904,11,0.34799999999999998,5,0.35428571428571431,7,0,0,0.38923076923076921,13,0,0,0,0,0,0,0.34100000000000003,10,0.38724137931034486,29,0.385625,16,0.38666666666666666,6,0,0,0.42894736842105258,19,0.35846153846153844,13,0,0]
[null,null,null,null,null,null,null,null,null,null,null,61,31,{"$error":"#N/A"},{"$error":"#N/A"},{"$error":"#N/A"},{"$error":"#VALUE!"},null,0,0,0.436,5,0.37857142857142856,14,0.41333333333333333,12,0.28499999999999998,2,0.33923076923076922,13,0,0,0.34888888888888886,9,0,0,0,0,0,0,0,0,0.38,8,0,0,0.39,5,0.29894736842105263,19,0.36166666666666664,6,0.3686666666666667,15,0.45333333333333337,3,0.3807692307692308,13,0.49249999999999999,4,0,0,0.35,9,0.38294117647058828,17,0.33750000000000002,8,0,0,0.32,5,0,0,0.35749999999999998,4,0,0,0,0,0,0,0.3194736842105263,19,0.33416666666666667,12,0.36499999999999999,6,0,0,0,0,0.36799999999999999,15,0.36545454545454548,11,0,0]
[null,null,null,null,null,null,null,null,null,null,null,62,32,{"$error":"#N/A"},{"$error":"#N/A"},{"$error":"#N/A"},{"$error":"#VALUE!"},null,0,0,0.35,1,0.42499999999999999,2,0.39714285714285713,7,0,0,0.32818181818181819,11,0,0,0.31769230769230772,13,0,0,0,0,0,0,0,0,0.34499999999999997,2,0,0,0,0,0.308,10,0.32666666666666666,6,0.33111111111111113,9,0.37,1,0.39818181818181819,11,0,0,0,0,0.25800000000000001,5,0.34833333333333338,6,0.312,5,0,0,0.28499999999999998,2,0,0,0,0,0,0,0,0,0,0,0.29076923076923078,13,0.32,8,0.29499999999999998,2,0,0,0,0,0.39666666666666667,6,0.33399999999999996,5,0,0]
[null,null,null,null,null,null,null,null,null,null,null,63,33,{"$error":"#N/A"},{"$error":"#N/A"},{"$error":"#N/A"},{"$error":"#VALUE!"},null,0,0,0,0,0,0,0.3175,4,0,0,0.32,3,0,0,0.27571428571428575,7,0,0,0,0,0,0,0,0,0.27,1,0,0,0,0,0.2623076923076923,13,0.29499999999999998,6,0.245,2,0,0,0.34166666666666662,6,0,0,0,0,0.27,1,0.31571428571428573,7,0,0,0,0,0,0,0,0,0,0,0,0,0,0,0,0,0.32333333333333336,3,0.27500000000000002,2,0.25,3,0,0,0,0,0,0,0.24,1,0,0]
[null,null,null,null,null,null,null,null,null,null,null,64,34,{"$error":"#N/A"},{"$error":"#N/A"},{"$error":"#N/A"},{"$error":"#VALUE!"},null,0,0,0,0,0,0,0.29199999999999998,5,0,0,0.23,4,0,0,0.24399999999999999,5,0,0,0,0,0,0,0,0,0,0,0,0,0,0,0.25,5,0.28999999999999998,2,0.22666666666666668,3,0,0,0.31,2,0,0,0,0,0.22,1,0.27333333333333332,3,0,0,0,0,0,0,0,0,0,0,0,0,0,0,0,0,0.2225,4,0.27,2,0,0,0,0,0,0,0,0,0.23,2,0,0]
[null,null,null,null,null,null,null,null,null,null,null,65,35,{"$error":"#N/A"},{"$error":"#N/A"},{"$error":"#N/A"},{"$error":"#VALUE!"},null,0,0,0,0,0,0,0.3,2,0,0,0,0,0,0,0.23250000000000001,4,0,0,0,0,0,0,0,0,0,0,0,0,0,0,0.27500000000000002,2,0,0,0,0,0,0,0,0,0,0,0,0,0,0,0,0,0,0,0,0,0,0,0,0,0,0,0,0,0,0,0,0,0.21,1,0,0,0,0,0,0,0,0,0,0,0,0,0,0]
[]
[]
[]
[]
[]
[]
[]
[]
[]
[null,"Je nach Wahl des Kantons können andere Klimastationen gewählt werden:"]
[{"$f":"VLOOKUP(A2,A78:B104,2,FALSE)","v":{"$error":"#N/A"}},"Kanton",{"$f":"IF($A$76>1,INDEX(C77:C104,$A$76,1),0)","v":{"$error":"#N/A"}},{"$f":"IF($A$76>1,INDEX(D77:D103,$A$76,1),0)","v":{"$error":"#N/A"}},{"$f":"IF($A$76>1,INDEX(E77:E104,$A$76,1),1)","v":{"$error":"#N/A"}},{"$f":"IF($A$76>1,INDEX(F77:F104,$A$76,1),0)","v":{"$error":"#N/A"}},{"$f":"IF($A$76>1,INDEX(G77:G104,$A$76,1),0)","v":{"$error":"#N/A"}},{"$f":"IF($A$76>1,INDEX(H77:H104,$A$76,1),0)","v":{"$error":"#N/A"}}]
[null,1]
["AG",2,7,5]
["AI",3,32]
["AR",4,32]
["BE",5,6,2]
["BL",6,5]
["BS",7,5]
["FR",8,6,2]
["GE",9,12]
["GL",10,13]
["GR",11,8,9,10,28,34,30]
["JU",12,5,17]
["LU",13,21]
["NE",14,24,17]
["NW",15,21]
["OW",16,21,11]
["SG",17,32]
["SH",18,33]
["SO",19,38]
["SZ",20,21,41]
["TG",21,15]
["TI",22,19,20,22,28,31]
["UR",23,4]
["VD",24,25,17,2]
["VS",25,35,39,23,14]
["ZG",26,21]
["ZH",27,41]
["Spezial",28,37,11]

{"sheet":"Begriffe","index":51,"n_rows":803,"n_cols":5,"rows_kept":803,"cut":false,"hidden":true,"merged":[]}
["Blattname","Anzeige","français","italiano","deutsch"]
["Einführung ","Einführung in das Tool","Introduction à l'outil ","Introduzione allo strumento","Einführung in das Tool"]
["Einführung ","Hinweise","Remarques","Note","Hinweise"]
["Einführung ","In Excel müssen die Makros aktiviert werden. Weitere Informationen finden Sie in der Hilfe Ihres Office-Programms. ","Dans Excel les macros doivent être activées. Vous trouverez d'autres informations dans l'Aide du programme Office.","In Excel è necessario attivare le macro. Consultare la Guida del programma Office per ulteriori informazioni.","In Excel müssen die Makros aktiviert werden. Weitere Informationen finden Sie in der Hilfe Ihres Office-Programms. "]
["Einführung ","Sprache / langue / lingua","Sprache / langue / lingua","Sprache / langue / lingua","Sprache / langue / lingua"]
["Einführung ","deutsch","français","italiano","deutsch"]
["Einführung ","Farbcode / Layout","Code couleur / disposition","Codice di colore / layout ","Farbcode / Layout"]
["Einführung ","Eingabefelder zwingend","Champ de saisie obligatoire","Campo di immissione dati obbligat.","Eingabefelder zwingend"]
["Einführung ","Eingabefelder nicht zwingend","Champ de saisie non obligatoire","Campo di immissione dati non obbl.","Eingabefelder nicht zwingend"]
["Einführung ","Vorschläge (Default-Werte)","Suggestions (valeur par défaut)","Suggerimenti (valore predefinito)","Vorschläge (Default-Werte)"]
["Einführung ","Tool-Aufbau","Structure de l'outil","Struttura dello strumento","Tool-Aufbau"]
["Einführung ","Im nachfolgenden Flussdiagramm ist die Struktur des Tools aufgezeigt. Weitere und detailliertere Infos sind in der seperaten Anleitung zum Tool zufinden.","L'organigramme suivant montre la structure de l'outil. Vous trouverez des informations complémentaires détaillées dans le manuel.","Il diagramma di flusso seguente mostra la struttura dello strumento. Informazioni più dettagliate sono disponibili nel manuale.","Im nachfolgenden Flussdiagramm ist die Struktur des Tools aufgezeigt. Weitere und detailliertere Infos sind in der seperaten Anleitung zum Tool zufinden."]
["Startblatt","Energetische Betriebsoptimierung","Optimisation énergétique de l'exploitation","Ottimizzazione energetica dell'esercizio","Energetische Betriebsoptimierung"]
["Startblatt","Status","Statut","Stato","Status"]
["Startblatt","Projekttitel:","Nom du projet","Nome del progetto","Projekttitel:"]
["Startblatt","Standort","Site","Ubicazione","Standort"]
["Startblatt","Gemeinde","Commune","Comune","Gemeinde"]
["Startblatt","Kanton","Canton","Cantone","Kanton"]
["Startblatt","Klimastation","Station météo","Stazione climatica","Klimastation"]
["Startblatt","Zürich-SMA","Zürich-SMA","Zürich-SMA","Zürich-SMA"]
["Startblatt","Parz.Nr","N° cadastre","Particella n.","Parz.Nr"]
["Startblatt","Geb.-Nr","N° bâtiment","Fabbricato n.","Geb.-Nr"]
["Startblatt","EGID","EGID","EGID","EGID"]
["Startblatt","Eigentümer","Propriétaire","Proprietario","Eigentümer"]
["Startblatt","Name Firma","Nom entreprise","Nome impresa","Name Firma"]
["Startblatt","Adresse","Adresse","Indirizzo","Adresse"]
["Startblatt","Kontaktperson","Contact","Contatto","Kontaktperson"]
["Startblatt","E-Mail","Courriel","E-mail","E-Mail"]
["Startblatt","Telefon","Téléphone","Telefono","Telefon"]
["Startblatt","Nachweis-","Auteur du","Autore della","Nachweis-"]
["Startblatt","ersteller","justificatif","verifica","ersteller"]
["Startblatt","Name","Nom","Nome","Name"]
["Startblatt","E-Mail","Courriel","E-mail","E-Mail"]
["Startblatt","Telefon","Téléphone","Telefono","Telefon"]
["Startblatt","Datum","Date","Data","Datum"]
["Startblatt","Energieträger","Agent énergét.","Vettore energ.","Energieträger"]
["Startblatt","Heizöl","Mazout","Olio combustibile","Heizöl"]
["Startblatt","Erdgas","Gaz naturel","Gas naturale","Erdgas"]
["Startblatt","Propan/Butan","Propane/Butane","Propano/butano","Propan/Butan"]
["Startblatt","Stückholz","Bûches","Legno in pezzi","Stückholz"]
["Startblatt","Holzschnitzel","Copeaux de bois","Truciolato","Holzschnitzel"]
["Startblatt","Pellets","Pellets","Pellet","Pellets"]
["Startblatt","Biogas","Biogaz","Biogas","Biogas"]
["Startblatt","Fernwärme","Réseau de chaleur à distance","Teleriscaldamento","Fernwärme"]
["Startblatt","Elektrizität","Electricité","Elettricità","Elektrizität"]
["Startblatt","Verbrauch","Consom.","Consumo","Verbrauch"]
["Startblatt","Kosten","Coûts","Costi","Kosten"]
["Startblatt","spez. Kosten","Coûts spécif.","Costi specif.","spez. Kosten"]
["Startblatt","Wasser","Eau","Acqua","Wasser"]
["Startblatt","PV-Eigenverb.","PV autocons.","Consumo proprio FV","PV-Eigenverb."]
["Startblatt","Abwärmenutzung","Util. rejets de chaleur","Recup. di calore","Abwärmenutzung"]
["Startblatt","Gebäude","Bâtiment","Edificio","Gebäude"]
["Startblatt","Gebäudeadresse","Adresse du bâtiment","Indirizzo dell'edificio","Gebäudeadresse"]
["Startblatt","Gebäudekategorie","Catégorie de bâtiment","Categoria di edificio","Gebäudekategorie"]
["Startblatt","Energiebezugsfläche","Surface de réf. énergétique","Superficie di rif. energetico","Energiebezugsfläche"]
["Startblatt","Wohnen","Habitation","Abitazione","Wohnen"]
["Startblatt","Büro","Bureau","Ufficio","Büro"]
["Startblatt","Schule","Ecole","Scuola","Schule"]
["Startblatt","Verkauf","Commerce","Negozio","Verkauf"]
["Startblatt","Restaurant","Restauration","Ristorante","Restaurant"]
["Startblatt","Versammlung","Lieu de rassemblement","Locale pubblico","Versammlung"]
["Startblatt","Spital","Hôpital","Ospedale","Spital"]
["Startblatt","Industrie","Industrie","Industria","Industrie"]
["Startblatt","Lager","Dépôt","Deposito","Lager"]
["Startblatt","Sportbau","Installation sportive","Impianto sportivo","Sportbau"]
["Startblatt","Hallenbad","Piscine couverte","Piscina coperta","Hallenbad"]
["Startblatt","Anlagen- ","Exploitant des","Gestore degli","Anlagen- "]
["Startblatt","betreiber","installations","impianti","betreiber"]
["Startblatt","Name Firma","Nom entreprise","Nome impresa","Name Firma"]
["Startblatt","Adresse","Adresse","Indirizzo","Adresse"]
["Startblatt","Kontaktperson","Contact","Contatto","Kontaktperson"]
["Startblatt","E-Mail","Courriel","E-mail","E-Mail"]
["Startblatt","Telefon","Téléphone","Telefono","Telefon"]
["Startblatt","Startjahr","Année de début","Anno di inizio","Startjahr"]
["Startblatt","Monitoring aktivieren","Activer le monitoring","Attivare il monitoring","Monitoring aktivieren"]
["Startblatt","nein","non","no","nein"]
["Startblatt","ja","oui","sì","ja"]
["Startblatt","Anlagenanzahl","Nomb. d'install.","Numero di imp.","Anlagenanzahl"]
["Startblatt","Wärmeerzeugung","Production de chaleur","Produzione di calore","Wärmeerzeugung"]
["Startblatt","Trinkwarmwassererzeugung","Production d'ECS","Produzione di ACS","Trinkwarmwassererzeugung"]
["Startblatt","Heizgruppen","Groupes de chauffage","Gruppi di riscaldamento","Heizgruppen"]
["Startblatt","Lüftungsanlagen","Installations de ventilation","Impianti di ventilazione","Lüftungsanlagen"]
["Startblatt","Kälteerzeuger","Machine frigorifique","Macchina frigorigena ","Kälteerzeuger"]
["Startblatt","Kältegruppen","Groupes de refroid.","Gruppi di raffred.","Kältegruppen"]
["Startblatt","Leuchtentypen","Type d'éclairage","Tipo di lampada","Leuchtentypen"]
["Startblatt","Anmerkungen zur Betriebsstätte","Notes concernant le site","Nota","Anmerkungen zur Betriebsstätte"]
["Heizung","Übersicht Heizung","Vue d'ensemble du chauffage","Panoramica riscaldamento","Übersicht Heizung"]
["Heizung","Status","Statut","Stato","Status"]
["Heizung","Wärmeerzeugung","Production de chaleur","Produzione di calore","Wärmeerzeugung"]
["Heizung","Nr.","N°","N.","Nr."]
["Heizung","Bezeichnung","Désignation","Designazione","Bezeichnung"]
["Heizung","Anlage","Installation","Impianto","Anlage"]
["Heizung","Ölfeuerung","Chaudière à mazout","Caldaia a olio","Ölfeuerung"]
["Heizung","Ölfeuerung kond.","Chaudière à mazout à condens.","Caldaia a olio a condensaz.","Ölfeuerung kond."]
["Heizung","Gasfeuerung","Chaudière à gaz","Caldaia a gas","Gasfeuerung"]
["Heizung","Gasfeuerung kond.","Chaudière à gaz à condens.","Caldaia a gas a condensaz.","Gasfeuerung kond."]
["Heizung","Holzfeuerung","Chauffage au bois","Riscaldamento a legna","Holzfeuerung"]
["Heizung","Pelletfeuerung","Chauffage aux pellets","Riscaldamento a pellet","Pelletfeuerung"]
["Heizung","Fernwärme ","Chaleur à distance","Teleriscaldamento","Fernwärme "]
["Heizung","Elektrospeicher Zentr. ","Chauffage électr. central","Accum. elettrico centralizz.","Elektrospeicher Zentr. "]
["Heizung","Elektro direkt","Chauffage électrique direct","Elettrico diretto","Elektro direkt"]
["Heizung","Wärmepumpe Aussenluft","Pompe à chaleur air-eau","PdC acqua-aria","Wärmepumpe Aussenluft"]
["Heizung","Wärmepumpe, Erdwärmesonde","Pompe à chaleur géothermique","PdC con sonde geotermiche","Wärmepumpe, Erdwärmesonde"]
["Heizung","Wärmepumpe, Abwasser","Pompe à chaleur eau usée","PdC con acqua di scarico","Wärmepumpe, Abwasser"]
["Heizung","Wasser-Wärmepumpe","Pompe à chaleur eau-eau","PdC acqua-acqua","Wasser-Wärmepumpe"]
["Heizung","Wärmepumpe, Grundwa. , dir.","Pompe à chaleur eau souterr., dir.","PdC con acqua di falda, diretta","Wärmepumpe, Grundwa. , dir."]
["Heizung","Wärmepumpe, Grundwa., indir.","Pompe à chaleur eau souterr., indir.","PdC con acqua di falda, indiretta","Wärmepumpe, Grundwa., indir."]
["Heizung","Wärmepumpe Erdregister","Pompe à chaleur registre terrestre","PdC con tubi interrati","Wärmepumpe Erdregister"]
["Heizung","Solarenergie thermisch","Energie solaire thermique","Energia solare termica","Solarenergie thermisch"]
["Heizung","Gaswärmepumpe","Pompe à chaleur à gaz","Pompa di calore a gas","Gaswärmepumpe"]
["Heizung","Detaillierte","Détail","Dettaglio","Detaillierte"]
["Heizung","Eingabe","saisie",null,"Eingabe"]
["Heizung","nein","non","no","nein"]
["Heizung","ja","oui","sì","ja"]
["Heizung","Leistung","Puissance","Potenza","Leistung"]
["Heizung","Thermisch","thermique","termica","Thermisch"]
["Heizung","Nutzungsgrad","Fraction utile","Grado di rendim. ","Nutzungsgrad"]
["Heizung","/ JAZ","/ COPa","/ CLA","/ JAZ"]
["Heizung","Standard [-]","Standard [-]","Standard [-]","Standard [-]"]
["Heizung","Nutzungsgrad","Fraction utile","Grado di rendim.","Nutzungsgrad"]
["Heizung","/ JAZ","/ COPa","/ CLA","/ JAZ"]
["Heizung","Projektwert [-]","Valeur projet [-]","Valore progetto [-]","Projektwert [-]"]
["Heizung","Betriebsweise","Exploitation","Funzionamento","Betriebsweise"]
["Heizung","Heizungsanlage","install. de chauff.","Imp. di riscald.","Heizungsanlage"]
["Heizung","Bivalenzpunkt","Point bivalence","Punto bivalenza","Bivalenzpunkt"]
["Heizung","monovalent","monovalent","monovalente","monovalent"]
["Heizung","bivalent parallel","bivalent parallèle","bivalente parallelo","bivalent parallel"]
["Heizung","bivalent alternativ","bivalent alternatif","bivalente alternativo","bivalent alternativ"]
["Heizung","Aussentemp.","Temp. éxterieure","Temp. esterna","Aussentemp."]
["Heizung","Hinweise","Remarques","Note","Hinweise"]
["Heizung","Datum ","Date","Data","Datum "]
["Heizung","Kürzel","Abrév.","Sigle","Kürzel"]
["Heizung","Person","Person.","Persona","Person"]
["Heizung","Heizgruppen","Groupes de chauffage","Gruppi di riscaldamento","Heizgruppen"]
["Heizung","Bestehende Einstellungen","Paramètres existants","Impostazioni esistenti","Bestehende Einstellungen"]
["Heizung","Nr.","N°","N.","Nr."]
["Heizung","Bezeichnung","Désignation","Designazione","Bezeichnung"]
["Heizung","Anlage","Installation","Impianto","Anlage"]
["Heizung","Detaillierte","Saisie détaillée","Dettaglio","Detaillierte"]
["Heizung","Eingabe","",null,"Eingabe"]
["Heizung","nein","non","no","nein"]
["Heizung","ja","oui","sì","ja"]
["Heizung","Heizgrenze","Limite de chauff.","Limite di riscal.","Heizgrenze"]
["Heizung","Heizkurve","Courbe de chauff.","Curva di riscal.","Heizkurve"]
["Heizung","Absenkbetrieb","Régime réduit","Abbassamento","Absenkbetrieb"]
["Heizung","Mo.-Fr. ","Lu.-ve.","Lun.-ven.","Mo.-Fr. "]
["Heizung","von","de","dalle","von"]
["Heizung","bis","à","alle","bis"]
["Heizung","Samstag","Samedi","Sabato","Samstag"]
["Heizung","von","de","dalle","von"]
["Heizung","bis","à","alle","bis"]
["Heizung","Sonntag","Dimanche","Domenica","Sonntag"]
["Heizung","von","de","dalle","von"]
["Heizung","bis","à","alle","bis"]
["Heizung","Nachtabsenkung","Régime réd. nuit","Abbassam. nott.","Nachtabsenkung"]
["Heizung","Absenkung TVL","Réduction TVL","Abbass. TVL","Absenkung TVL"]
["Heizung","Kelvin","Kelvin","Kelvin","Kelvin"]
["Heizung","Abschätzung Wärmeleistung","Puissance thermique","Stima della potenza termica","Abschätzung Wärmeleistung"]
["Heizung","anhand Rohrdimension","basée sur le diamètre du tube","in base al diametro del tubo","anhand Rohrdimension"]
["Heizung","Wärme-","Puissance","Potenza","Wärme-"]
["Heizung","leistung","thermique","termica","leistung"]
["Heizung","Optimierte Einstellungen","Paramètres optimisés","Impostazioni ottimizzate","Optimierte Einstellungen"]
["Heizung","Hinweise","Remarques","Note","Hinweise"]
["Heizung","Datum ","Date","Data","Datum "]
["Heizung","Kürzel","Initiales","Sigle","Kürzel"]
["Heizung","Person","Person.","Persona","Person"]
["Heizung","Trinkwarmwasser","Eau chaude sanitaire","Acqua calda sanitaria","Trinkwarmwasser"]
["Heizung","Bestehende Einstellungen","Paramètres existants","Impostazioni esistenti","Bestehende Einstellungen"]
["Heizung","Nr.","N°","N.","Nr."]
["Heizung","Bezeichnung","Désignation","Designazione","Bezeichnung"]
["Heizung","Anlage","Installation","Impianto","Anlage"]
["Heizung","Detaillierte","Détail","Dettaglio","Detaillierte"]
["Heizung","Eingabe","","","Eingabe"]
["Heizung","ja","oui","sì","ja"]
["Heizung","nein","non","no","nein"]
["Heizung","Temp.-Sollwert ","Temp. consigne","Temp. riferim.","Temp.-Sollwert "]
["Heizung","für TWW","pour l'ECS","per ACS","für TWW"]
["Heizung","Anzahl Legion-","Nbre  programme","Numero","Anzahl Legion-"]
["Heizung","ellenschaltungen","anti-légionelles","progr. antilegionella","ellenschaltungen"]
["Heizung","Stk. / Woche","nbr / semaine","N. / settimana","Stk. / Woche"]
["Heizung","Solltemp. Begleit-","Temp. de cons.","Temp. riferim.","Solltemp. Begleit-"]
["Heizung","heizbänder","rubans chauff.","nastri riscaldanti","heizbänder"]
["Heizung","Solltemp. ","Temp. de consigne","Temp. riferim.","Solltemp. "]
["Heizung","Zirkulation","circulation","circolazione","Zirkulation"]
["Heizung","EBF","SRE","SRE","EBF"]
["Heizung","Verbraucher","Consommateur","Consumatore ","Verbraucher"]
["Heizung","Länge Zirk-","Longueur de","Lunghezza ","Länge Zirk-"]
["Heizung","ulationsleitung","boucle de circul.","tubature di circol.","ulationsleitung"]
["Heizung","Standard [m]","Standard [m]","Standard [m]","Standard [m]"]
["Heizung","Individuell [m]","Individuel [m]","Individuale [m]","Individuell [m]"]
["Heizung","TWW-Speicher-","Volume ballon","Volume ","TWW-Speicher-"]
["Heizung","volumen"," d'eau chaude","accumulatore ACS","volumen"]
["Heizung","Verbraucher-","Catégorie de","Categoria di","Verbraucher-"]
["Heizung","kategorie","consommateur","consumatore","kategorie"]
["Heizung","Wärmeerzeugung","Produc. de chaleur ","Produzione di calore","Wärmeerzeugung"]
["Heizung","für TWW","pour l'ECS","per ACS","für TWW"]
["Heizung","Optimierte Einstellungen","Paramètres optimisés","Impostazioni ottimizzate","Optimierte Einstellungen"]
["Heizung","Hinweise","Remarques","Note","Hinweise"]
["Heizung","Datum ","Date","Data","Datum "]
["Heizung","Kürzel","Initiales","Sigle","Kürzel"]
["Heizung","Person","Person","Persona","Person"]
["Heizung","Energiekosten / -verbrauch und Einsparung pro Jahr","Coûts, consommation et économies d'énergie par an","Costi, consumo e risparmio energetico annuale","Energiekosten / -verbrauch und Einsparung pro Jahr"]
["Heizung","Nr.","N°","N.","Nr."]
["Heizung","Bezeichnung","Désignation","Designazione","Bezeichnung"]
["Heizung","Anlage","Installation","Impianto","Anlage"]
["Heizung","Bestehender Energieverbrauch ","Consommation d'énergie existante ","Consumo energetico esistente","Bestehender Energieverbrauch "]
["Heizung","Endenergie","Energie finale","Energia finale","Endenergie"]
["Heizung","Therm. Energie","Energie therm.","Energia termica","Therm. Energie"]
["Heizung","Hilfsenergie","Energie aux.","Energia aus.","Hilfsenergie"]
["Heizung","Kosten","Coûts","Costi","Kosten"]
["Heizung","Optimierter Energieverbrauch","Consomm. d'énergie optimisée ","Consumo energetico ottimizzato","Optimierter Energieverbrauch"]
["Heizung","Endenergie","Energie finale","Energia finale","Endenergie"]
["Heizung","Therm. Energie","Energie therm.","Energia term.","Therm. Energie"]
["Heizung","Hilfsenergie","Energie aux.","Energia aus.","Hilfsenergie"]
["Heizung","Kosten","Coûts","Costi","Kosten"]
["Heizung","Einsparung","Economie","Risparmio","Einsparung"]
["Heizung","Hilfs.+Endenergie","En. finale+aux.","En. finale+aus.","Hilfs.+Endenergie"]
["Heizung","Kosten","Coûts","Costi","Kosten"]
["Heizung","Prozentual","Pourcentage","Percentuale","Prozentual"]
["Heizung","Wärmeerzeugung","Production de chaleur","Produzione di calore","Wärmeerzeugung"]
["Heizung","Trinkwarmwasser","Eau chaude sanitaire","Acqua calda sanitaria","Trinkwarmwasser"]
["Heizung","Heizgruppen","Groupes de chauffage","Gruppi di riscaldam.","Heizgruppen"]
["WE","Wärmeerzeugung - Detail","Production de chaleur - Détail","Produzione di calore - dettaglio","Wärmeerzeugung - Detail"]
["WE","Status","Statut","Stato","Status"]
["WE","Verantwortlicher","Responsable","Responsabile","Verantwortlicher"]
["WE","Technische Daten","Données techniques","Dati tecnici","Technische Daten"]
["WE","Nr.","N°","N.","Nr."]
["WE","Erzeugertyp","Type de générateur","Tipo di generatore","Erzeugertyp"]
["WE","Art der Wärmeerzeugung","Type de production de chaleur","Tipo di produzione di calore","Art der Wärmeerzeugung"]
["WE","Leistung","Puissance","Potenza","Leistung"]
["WE","thermisch","thermique","termica","thermisch"]
["WE","Nutzungsgrad","Fraction utile","Grado di rendimento","Nutzungsgrad"]
["WE","/ JAZ","/ COPa","/ CLA","/ JAZ"]
["WE","Standard [-]","Standard [-]","Standard [-]","Standard [-]"]
["WE","Nutzungsgrad","Fraction utile","Grado di rendimento","Nutzungsgrad"]
["WE","Projekt [-]","Projet [-]","Progetto [-]","Projekt [-]"]
["WE","COP1","COP1","COP1","COP1"]
["WE","COP2","COP2","COP2","COP2"]
["WE","COP3","COP3","COP3","COP3"]
["WE","COP","COP","COP","COP"]
["WE","Primärpumpe","Pompe primaire","Pompa primaria","Primärpumpe"]
["WE","Leistung","Puiss.","Potenza","Leistung"]
["WE","Vol.strom","Débit","Flusso vol.","Vol.strom"]
["WE","Auslegedaten","Données de dim.","Dati di progett.","Auslegedaten"]
["WE","Vorlauf","Départ","Mandata","Vorlauf"]
["WE","Rücklauf","Retour","Ritorno","Rücklauf"]
["WE","Bestehend","Existant","Esistente","Bestehend"]
["WE","Optimiert","Optimisé","Ottimizzato","Optimiert"]
["WE","Parameter Allg.","Paramètres gen.","Parametri gen.","Parameter Allg."]
["WE","Betriebsweise","Mode de fonctionnement","Funzionamento","Betriebsweise"]
["WE","Parameter ","Paramètres","Parametri","Parameter "]
["WE","Nr.","N°","N.","Nr."]
["WE","Bivalenzpunkt","Point de bivalence","Punto di bivalenza","Bivalenzpunkt"]
["WE","min. ","min.","min.","min. "]
["WE","Vorlauftemp.","Temp. départ","Temp. mand.","Vorlauftemp."]
["WE","Speicherüber-","Réhausse temp.","Aumento temp.","Speicherüber-"]
["WE","erhöhung","accumulateur","accumulatore","erhöhung"]
["WE","Korrektur Energieverbrauch","Correction de la consommation d'énergie","Correzzione del consumo energetico","Korrektur Energieverbrauch"]
["WE","Energieverbrauch ","Consommation d'énergie","Consumo energetico","Energieverbrauch "]
["WE","Berechnet","Calculée","Calcolato","Berechnet"]
["WE","Real","Effective","Effettivo","Real"]
["WE","Normiert","Standardisée","Standardizzato","Normiert"]
["WE","Abweichung","Différence","Differenza","Abweichung"]
["WE","Heizgradtage","Degrés-jours de chauff.","Gradi-giorno di riscald.","Heizgradtage"]
["WE","Real","Effectifs","Effettivo","Real"]
["WE","Normiert","Standardisés","Standardizzato","Normiert"]
["WE","Heizgradtage","Degrés-jours de chauff.","Gradi-giorno di riscald.","Heizgradtage"]
["WE","Korrekturfaktor","Facteur de corr.","Fattore di corr.","Korrekturfaktor"]
["WE","Hinweise","Remarques","Note","Hinweise"]
["WE","Energieverbrauch und Energiekosten","Consommation et coûts d'énergie","Consumo e costi di energia","Energieverbrauch und Energiekosten"]
["WE","Kosten Endenergie","Coûts énergie finale","Costi energia finale","Kosten Endenergie"]
["WE","Kosten Hilfsenergie [Elektrizität] ","Coûts énergie aux. [électr.]","Costi energia aus. [elettr.]","Kosten Hilfsenergie [Elektrizität] "]
["WE","Endenergie","Energie finale","Energia finale","Endenergie"]
["WE","Hilfsenergie","Energie aux.","Energia aus.","Hilfsenergie"]
["WE","Bestehend","Existant","Esistente","Bestehend"]
["WE","Optimiert","Optimisé","Ottimizzato","Optimiert"]
["WE","Einsparung","Economie","Risparmio","Einsparung"]
["H0X","Heizgruppe","Groupes de chauffage","Gruppo di riscaldamento","Heizgruppe"]
["H0X","Detail","Détail","Dettaglio","Detail"]
["H0X","Status","Statut","Stato","Status"]
["H0X","Verantwortlicher","Responsable","Responsabile","Verantwortlicher"]
["H0X","Technische Daten","Données techniques","Dati tecnici","Technische Daten"]
["H0X","Wärmeleistung Heizgruppe","Puissance therm. groupe de chauffage","Potenza termica gruppo riscaldamento","Wärmeleistung Heizgruppe"]
["H0X","Vorlauftemperatur bei Auslegung","Temp. dép. de dimensionnement","Temp. mandata di progetto","Vorlauftemperatur bei Auslegung"]
["H0X","Rücklauftemperatur bei Auslegung","Temp. retour de dimensionnement","Temp. ritorno di progetto","Rücklauftemperatur bei Auslegung"]
["H0X","Rohrdimension (Schätzung Wärmeleistung)","Diam. tuyaux (estimation puiss. chauff.)","Diam. tubo (stima pot. termica)","Rohrdimension (Schätzung Wärmeleistung)"]
["H0X","Volumenstrom","Débit","Flusso volumetrico","Volumenstrom"]
["H0X","max. Leistungsaufnahme Pumpe","Puissance max. de la pompe","Potenza assorbita max. pompa","max. Leistungsaufnahme Pumpe"]
["H0X","Art der Raumregulierung","Type de contrôle du climat des locaux","Tipo di regolazione clima locali","Art der Raumregulierung"]
["H0X","übrige Fälle","autres cas","altri casi","übrige Fälle"]
["H0X","Referenzraum","Local de référence","Locale di riferimento","Referenzraum"]
["H0X","Einzelraum","Local individuel","Locale singolo","Einzelraum"]
["H0X","Raumnutzung","Utilisation des locaux","Utilizzazione dei locali","Raumnutzung"]
["H0X","Bestehend","Existant","Esistente","Bestehend"]
["H0X","Optimiert","Optimisé","Ottimizzato","Optimiert"]
["H0X","Betriebszeiten Absenkung","Heures de fonctionnement avec temp. réduit","Ore di funzionamento con temp. abbass.","Betriebszeiten Absenkung"]
["H0X","Mo.-Fr. ","Lu.-ve.","Lun.-ven.","Mo.-Fr. "]
["H0X","Samstag","Samedi","Sabato","Samstag"]
["H0X","Sonntag","Dimanche","Domenica","Sonntag"]
["H0X","von","de","dalle","von"]
["H0X","bis","à","alle","bis"]
["H0X","Parameter","Paramètres","Parametri","Parameter"]
["H0X","Heizgrenze","Limite de chauffage","Limite di riscaldamento","Heizgrenze"]
["H0X","Heigrenze abgesenkt","Limite de chauffage réduite","Limite di riscaldamento ridotto","Heigrenze abgesenkt"]
["H0X","Raumtemperatur","Température ambiante","Temperatura ambiente","Raumtemperatur"]
["H0X","Gebäudezeitkonstante","Constante de temps du bât.","Costante di tempo dell'edif.","Gebäudezeitkonstante"]
["H0X","Pumpenstufe","Vitesse de la pompe","Stadio della pompa","Pumpenstufe"]
["H0X","Heizkurve","Courbe de chauffe","Curva di riscaldamento","Heizkurve"]
["H0X","Aussentemp.","Temp. extérieure","Temp. esterna","Aussentemp."]
["H0X","Vorlauftemp.","Temp. départ","Temp. mand.","Vorlauftemp."]
["H0X","Vorlauftemp. Red.","Temp. dép. réduite","Temp. mand. ridotta","Vorlauftemp. Red."]
["H0X","Hinweise","Remarques","Note","Hinweise"]
["H0X","Energieverbrauch und Energiekosten","Consommation et coûts d'énergie","Consumo e costi di energia","Energieverbrauch und Energiekosten"]
["H0X","Kosten Nutzenergie","Coutes énergie utile","Costi energia utile","Kosten Nutzenergie"]
["H0X","Kosten Hilfsenergie [Elektrizität] ","Coûts énergie aux. [électr.]","Costi energia aus. [elettr.]","Kosten Hilfsenergie [Elektrizität] "]
["H0X","Nutzenergie","Energie utile","Energia utile","Nutzenergie"]
["H0X","Hilfsenergie","Energie aux.","Energia aus.","Hilfsenergie"]
["H0X","Bestehend","Existant","Esistente","Bestehend"]
["H0X","Optimiert","Optimisé","Ottimizzato","Optimiert"]
["H0X","Einsparung","Economie","Risparmio","Einsparung"]
["H0X","Energieverbrauch ","Consommation d'énergie","Consumo energetico","Energieverbrauch "]
["H0X","Berechnet","Calculé","Calcolato","Berechnet"]
["H0X","Real","Effectif","Effettivo","Real"]
["H0X","Normiert","Standardisé","Standardizzato","Normiert"]
["H0X","Korrekturfaktor","Facteur de corr.","Fattore di corr.","Korrekturfaktor"]
["H0X","Abweichung","Différence","Differenza","Abweichung"]
["H0X","Korrekturfaktor","Facteur de correction","Fattore di correzione","Korrekturfaktor"]
["H0X","Heizgradtage","Degrés-jours de chauffage","Gradi-giorno di riscaldamento","Heizgradtage"]
["H0X","Heizgradtage","Degrés-jours","Gradi-giorno ","Heizgradtage"]
["H0X","Norm Heizgradtage ","Degrés-jours standard","Gradi-giorno standard","Norm Heizgradtage "]
["TW0X","Trinkwarmwasser","Eau chaude sanitaire","Acqua calda sanitaria","Trinkwarmwasser"]
["TW0X","Detail","Détail","Dettaglio","Detail"]
["TW0X","Status                       ","Statut","Stato","Status                       "]
["TW0X","Verantwortlicher","Responsable","Responsabile","Verantwortlicher"]
["TW0X","Technische Daten","Données techniques","Dati tecnici","Technische Daten"]
["TW0X","Gebäudekategorie","Catégorie de bâtiment","Categoria di edificio","Gebäudekategorie"]
["TW0X","Energiebezugsfläche ","Surface de réf. énergétique","Superficie di rif. energetico","Energiebezugsfläche "]
["TW0X","Kaltwassertemperatur ","Température eau froide","Temperatura acqua fredda","Kaltwassertemperatur "]
["TW0X","Wärmeerzeugung","Production de chaleur","Produzione di calore","Wärmeerzeugung"]
["TW0X","WE01 /02 /03","GC01 /02 /03","GC01 /02 /03","WE01 /02 /03"]
["TW0X","elektr. Heizstab","Corps de chauffe élec.","Resistenza elettr.","elektr. Heizstab"]
["TW0X","WP-Boiler","Chauffe-eau PAC","PdC per ACS","WP-Boiler"]
["TW0X","Trinkwarmwasserspeicher-Volumen","Volume de stockage ECS","Volume dell'accumulo ACS","Trinkwarmwasserspeicher-Volumen"]
["TW0X","Deckungsbeitrag Solaranlage ","Part liée à l'install. solaire","Grado di copertura solare","Deckungsbeitrag Solaranlage "]
["TW0X","Speicherumgebungstemperatur","Temp. ambiante","Temp. ambiente","Speicherumgebungstemperatur"]
["TW0X","Rohr-Aussendurchmesser Warmwasserverteilung ","Diam. extérieur tube ECS ","Diam. esterno tubo ACS","Rohr-Aussendurchmesser Warmwasserverteilung "]
["TW0X","Bestehend","Existant","Esistente","Bestehend"]
["TW0X","Optimiert","Optimisé","Ottimizzato","Optimiert"]
["TW0X","Trinkwarmwasserspeicher","Stockage ECS","Accumulatore ACS","Trinkwarmwasserspeicher"]
["TW0X","Solltemperatur","Temp. de consigne","Temp. riferim.","Solltemperatur"]
["TW0X","elektr. Heizstab","Corps de chauffe éléctr.","Resistenza elettr.","elektr. Heizstab"]
["TW0X","Solltemperatur","Temp. de consigne","Temp. riferim.","Solltemperatur"]
["TW0X","Anzahl Legionellenschaltungen","Nbr. programme anti-légionelles","N. programmi antilegionella","Anzahl Legionellenschaltungen"]
["TW0X","Begleitheizbänder","Rubans chauffants ","Nastri riscaldanti","Begleitheizbänder"]
["TW0X","Solltemperatur","Temp. de consigne","Temp. riferim.","Solltemperatur"]
["TW0X","beheizte Leitungslänge","Longueur conduites chauffées","Lunghezza tubo riscald.","beheizte Leitungslänge"]
["TW0X","Zirkulation","Circulation","Circolazione","Zirkulation"]
["TW0X","Solltemperatur","Temp. de consigne","Temp. riferim.","Solltemperatur"]
["TW0X","Pumpenleistung ","Puissance pompe","Potenza pompa","Pumpenleistung "]
["TW0X","Länge Zirkulationsleitung","Long. boucle de circul.","Lungh. tubo di circol.","Länge Zirkulationsleitung"]
["TW0X","Rohrtsystem","Syst. de conduites","Sist. tubazione","Rohrtsystem"]
["TW0X","Zirkulation separat","Circulation sépar.","Circolazione separ.","Zirkulation separat"]
["TW0X","Rohr an Rohr","Tube contre tube","Tubo contro tubo","Rohr an Rohr"]
["TW0X","Korrektur Energieverbrauch","Correction de la consommation d'énergie","Correzzione del consumo energetico","Korrektur Energieverbrauch"]
["TW0X","Energieverbrauch ","Consommation d'énergie","Consumo energetico","Energieverbrauch "]
["TW0X","Trinkwarmwasser","Eau chaude sanitaire","Acqua calda sanitaria","Trinkwarmwasser"]
["TW0X","Berechnet","Calculé","Calcolato","Berechnet"]
["TW0X","Real","Effectif","Effettivo","Real"]
["TW0X","Korrekturfaktor","Facteur de corr.","Fattore di corr.","Korrekturfaktor"]
["TW0X","Abweichung","Différence","Differenza","Abweichung"]
["TW0X","Hinweise","Remarques","Note","Hinweise"]
["TW0X","Energieverbrauch und Energiekosten","Consommation et coûts d'énergie","Consumo e costi di energia","Energieverbrauch und Energiekosten"]
["TW0X","Kosten Nutzenergie","Coûts énergie utile","Costi energia utile","Kosten Nutzenergie"]
["TW0X","Kosten Hilfsenergie [Elektrizität] ","Coûts énergie aux. [électr.]","Costi energia aus. [elettr.]","Kosten Hilfsenergie [Elektrizität] "]
["TW0X","Nutzenergie","Energie utile","Energia utile","Nutzenergie"]
["TW0X","Hilfsenergie","Energie aux.","Energia aus.","Hilfsenergie"]
["TW0X","Bestehend","Existant","Esistente","Bestehend"]
["TW0X","Optimiert","Optimisé","Ottimizzato","Optimiert"]
["TW0X","Einsparung","Economie","Risparmio","Einsparung"]
["Lüftung","Übersicht Lüftungen","Vue d'ensemble de la ventilation","Panoramica ventilazione","Übersicht Lüftungen"]
["Lüftung","Status","Statut","Stato","Status"]
["Lüftung","Bestehende Einstellungen","Paramètres existants","Impostazioni esistenti","Bestehende Einstellungen"]
["Lüftung","Nr.","N°","N.","Nr."]
["Lüftung","Bezeichnung","Désignation","Designazione","Bezeichnung"]
["Lüftung","Anlage","Installation","Impianto","Anlage"]
["Lüftung","Detaillierte","Détail","Dettaglio","Detaillierte"]
["Lüftung","Eingabe","saisie","","Eingabe"]
["Lüftung","Zuluft","Débit d'air","Volume","Zuluft"]
["Lüftung","Volumenstrom","fourni","aria immessa","Volumenstrom"]
["Lüftung","Abluft","Débit d'air","Volume","Abluft"]
["Lüftung","Volumenstrom","repris","aria aspirata","Volumenstrom"]
["Lüftung","Motorenleistung","Puiss. moteur","Pot. motore","Motorenleistung"]
["Lüftung","Zuluft + Abluft","air fourni + repris","aria imm. + asp.","Zuluft + Abluft"]
["Lüftung","Betriebszeiten","Heures de fonctionnement","Orari d'esercizio","Betriebszeiten"]
["Lüftung","Mo.-Fr. ","Lu.-ve.","Lun.-ven.","Mo.-Fr. "]
["Lüftung","von ","de","dalle","von "]
["Lüftung","bis","à","alle","bis"]
["Lüftung","Samstag","Samedi","Sabato","Samstag"]
["Lüftung","von","de","dalle","von"]
["Lüftung","bis","à","alle","bis"]
["Lüftung","Sonntag","Dimanche","Domenica","Sonntag"]
["Lüftung","von","de","dalle","von"]
["Lüftung","bis","à","alle","bis"]
["Lüftung","Raumnutzung","Affectation","Utilizzo dei locali","Raumnutzung"]
["Lüftung","Wärme- ","Récupération ","Recupero","Wärme- "]
["Lüftung","rückgewinnung","de chaleur","di calore","rückgewinnung"]
["Lüftung","vorhanden","disponible","disponibile","vorhanden"]
["Lüftung","nicht vorhanden","inexistante","non disponibile","nicht vorhanden"]
["Lüftung","Kälte-","Batterie","Batteria","Kälte-"]
["Lüftung","register","froide","raffredd.","register"]
["Lüftung","Heiz-","Batterie","Batteria","Heiz-"]
["Lüftung","register","chaude","riscald.","register"]
["Lüftung","Hinweise","Remarques","Note","Hinweise"]
["Lüftung","Datum ","Date","Data","Datum "]
["Lüftung","Kürzel","Initiales","Sigle","Kürzel"]
["Lüftung","Person","Person.","Persona","Person"]
["Lüftung","Energiekosten / -verbrauch und Einsparung pro Jahr","Coûts, consommation et économies d'énergie par an","Costi, consumo e risparmio energetico annuale","Energiekosten / -verbrauch und Einsparung pro Jahr"]
["Lüftung","Nr.","N°","N.","Nr."]
["Lüftung","Bezeichnung","Désignation","Designazione","Bezeichnung"]
["Lüftung","Anlage","Installation","Impianto","Anlage"]
["Lüftung","Bestehender Energieverbrauch ","Consommation d'énergie existante ","Consumo energetico esistente","Bestehender Energieverbrauch "]
["Lüftung","Kälte","Refroid.","Raffredd.","Kälte"]
["Lüftung","Wärme","Chaleur","Calore","Wärme"]
["Lüftung","Elektrizität","Electricité","Elettricità","Elektrizität"]
["Lüftung","Kosten","Coûts","Costi","Kosten"]
["Lüftung","Optimierter Energieverbrauch","Consommation d'énergie optimisée ","Consumo energetico ottimizzato","Optimierter Energieverbrauch"]
["Lüftung","Kälte","Refroid.","Raffredd.","Kälte"]
["Lüftung","Wärme","Chaleur","Calore","Wärme"]
["Lüftung","Elektrizität","Electricité","Elettricità","Elektrizität"]
["Lüftung","Kosten","Coûts","Costi","Kosten"]
["Lüftung","Einsparung","Economie","Risparmio","Einsparung"]
["Lüftung","Hilfs.+Endenergie","En. finale+aux.","En. finale+aus.","Hilfs.+Endenergie"]
["Lüftung","Kosten","Coûts","Costi","Kosten"]
["Lüftung","Prozentual","Pourcentage","Percentuale","Prozentual"]
["L0X","Lüftungsanlage","Installation de ventilation","Impianto di ventilazione","Lüftungsanlage"]
["L0X","Detail","Détail","Dettaglio","Detail"]
["L0X","Status","Statut","Stato","Status"]
["L0X","Verantwortlicher","Responsable","Responsabile","Verantwortlicher"]
["L0X","Technische Daten","Données techniques","Dati tecnici","Technische Daten"]
["L0X","keine","sans","nessuno","keine"]
["L0X","Kreuzstromwärmeübertrager","Echangeur de chal. à courant croisé","Scambiat. di cal. a flusso incroc.","Kreuzstromwärmeübertrager"]
["L0X","Kreisverbundsystem","Circuit d'eau glycolée","Recupero di cal. con registro interno","Kreisverbundsystem"]
["L0X","Rotationswärmeübertrager","Echangeur de chal. rotatif","Scambiat. di cal. rotativo","Rotationswärmeübertrager"]
["L0X","Thermisch","Thermique","Termico","Thermisch"]
["L0X","Feuchte","Humidité","Umidità","Feuchte"]
["L0X","Vereisungsschutz ","Protec. contre le gel","Protez. antighiaccio","Vereisungsschutz "]
["L0X","elektrisch (ein/aus)","éléctr. (marche/arrêt)","elettr. (acc./spento)","elektrisch (ein/aus)"]
["L0X","elektrisch (variabel)","éléctr. (variable)","elettr. (variabile)","elektrisch (variabel)"]
["L0X","Volumenstrom reduzieren","Réduire le débit d'air","Volume aria ridotto","Volumenstrom reduzieren"]
["L0X","Bypass (ein/aus)","By-pass (marche/arrêt)","Bypass (acc./spento)","Bypass (ein/aus)"]
["L0X","Bypass (variabel)","By-pass (variable)","Bypass (variabile)","Bypass (variabel)"]
["L0X","Kälteregister","Batterie froide","Batteria raffred.","Kälteregister"]
["L0X","Heizregister","Batterie chaude","Batteria riscald.","Heizregister"]
["L0X","Entfeuchtung","Déshumidification","Deumidificazione","Entfeuchtung"]
["L0X","Befeuchtung","Humidification","Umidificazione","Befeuchtung"]
["L0X","Adiabatisch Bef.","Humidific. adiabat.","Umidific. adiabat.","Adiabatisch Bef."]
["L0X","Dampfbef.","Humidific. vapeur","Umidific. vapore","Dampfbef."]
["L0X","keine","sans","nessuno","keine"]
["L0X","Reglungsart des Volumenstroms","Type de contrôle débit d'air","Tipo di controllo volume aria","Reglungsart des Volumenstroms"]
["L0X","Einstufig, zeitgesteuert","En une étape, en fonction du temps","A uno stadio con temporizzatore","Einstufig, zeitgesteuert"]
["L0X","Zweistufig, zeitgesteuert","En deux étapes, en fonction du temps","A due stadi con temporizzatore","Zweistufig, zeitgesteuert"]
["L0X","Dreistufig, zeitgesteuert","En trois étapes, en fonction du temps","A tre stadi con temporizzatore","Dreistufig, zeitgesteuert"]
["L0X","VAV (Temperaturregler)","VAV (Régulat. temp.)","VAV (sensore temp.)","VAV (Temperaturregler)"]
["L0X","VAV (CO2-/Temp.Zonenregler)","VAV (Régulateur CO2/temp. par zone)","VAV (sensore CO2/temp. per zona)","VAV (CO2-/Temp.Zonenregler)"]
["L0X","VAV (CO2-/Temp.Einzelraumregler)","VAV (Régulateur CO2/temp. par pièce)","VAV (sensore CO2/temp. per locale)","VAV (CO2-/Temp.Einzelraumregler)"]
["L0X","VAV (CO2-Zonenregler)","VAV (Régulateur CO2 par zone)","VAV (sensore CO2 per zona)","VAV (CO2-Zonenregler)"]
["L0X","VAV (CO2-Einzelraumregler)","VAV (Régulateur CO2 par pièce)","VAV (sensore CO2 per locale)","VAV (CO2-Einzelraumregler)"]
["L0X","Benutzerdefiniert","Défini par l'utilisateur","Definito dall'utente","Benutzerdefiniert"]
["L0X","Raumnutzung","Affectation","Utilizzo del locale","Raumnutzung"]
["L0X","Bestehend","Existant","Esistente","Bestehend"]
["L0X","Optimiert","Optimisé","Ottimizzato","Optimiert"]
["L0X","Motordaten","Données moteur","Dati motore","Motordaten"]
["L0X","Motorenleistung (100%)","Puissance moteur (100%)","Potenza motore (100%)","Motorenleistung (100%)"]
["L0X","Zuluft","Air fourni","Aria imm.","Zuluft"]
["L0X","Abluft","Air repris","Aria asp.","Abluft"]
["L0X","Effizienzklasse","Classe d'efficacité","Classe di efficienza","Effizienzklasse"]
["L0X","Volumenstrom","Débit d'air","Volume aria","Volumenstrom"]
["L0X","Stufe 1","Vitesse 1","Stadio 1","Stufe 1"]
["L0X","Stufe 2","Vitesse 2","Stadio 2","Stufe 2"]
["L0X","Stufe 3 (100%)","Vitesse 3 (100%)","Stadio 3 (100%)","Stufe 3 (100%)"]
["L0X","Betriebszeiten","Heures de fonctionnement","Orari d'esercizio","Betriebszeiten"]
["L0X","Mo.-Fr. ","Lu.-ve.","Lun.-ven.","Mo.-Fr. "]
["L0X","Samstag","Samedi","Sabato","Samstag"]
["L0X","Sonntag","Dimanche","Domenica","Sonntag"]
["L0X","von","de","dalle","von"]
["L0X","bis","à","alle","bis"]
["L0X","Parameter","Paramètres","Parametri","Parameter"]
["L0X","Min. Umluft","Min. air rec.","Min. aria ric.","Min. Umluft"]
["L0X","Max. Umluft","Max. air rec.","Max. aria ric.","Max. Umluft"]
["L0X","Min. Raumfeuchte","Min. humidité de l'air int.","Min. umidità dell’aria int.","Min. Raumfeuchte"]
["L0X","Max. Raumfeuchte ","Max. humidité de l'air int.","Max. umidità dell’aria int.","Max. Raumfeuchte "]
["L0X","Nachtauskühlung ","Rafraîchissement noct.","Raffresc. nott.","Nachtauskühlung "]
["L0X","Grenztemp. Vereisungsschutz","Temp. lim. protec. contre gel","Temp. lim. protez. antighiaccio","Grenztemp. Vereisungsschutz"]
["L0X","Temperaturkurve","Courbe de temp.","Curva di temp.","Temperaturkurve"]
["L0X","Aussentemp.","Temp. extérieure","Temp. esterna","Aussentemp."]
["L0X","Zulufttemp.","Temp. air fourni","Temp. aria imm.","Zulufttemp."]
["L0X","Raumtemp.","Temp. air int.","Temp. aria int.","Raumtemp."]
["L0X","Hinweise","Remarques","Note","Hinweise"]
["L0X","Energieverbrauch und Energiekosten","Consommation et coûts d'énergie","Consumo e costi di energia","Energieverbrauch und Energiekosten"]
["L0X","Kosten Nutzenergie","Coûts énergie utile","Costi energia utile","Kosten Nutzenergie"]
["L0X","Nutzenergieart","Type d'énergie utile","Tipo di energia utile","Nutzenergieart"]
["L0X","Luftkühlung","Refroid. de l'air","Raffredd. aria","Luftkühlung"]
["L0X","Lufterwärmung","Chauff. de l'air","Riscald. aria","Lufterwärmung"]
["L0X","Erwärmung Bef.","Chauff. humidification","Riscald. umidificaz.","Erwärmung Bef."]
["L0X","Kühlung Entf.","Refroid. déshum.","Raffredd. deumid.","Kühlung Entf."]
["L0X","Erwärmung Entf.","Chauff. déshum.","Riscald. deumid.","Erwärmung Entf."]
["L0X","Luftumwälzung","Circulation d'air","Circolazione d'aria","Luftumwälzung"]
["L0X","Wasser Bef.","Eau humidification","Acqua umidificaz.","Wasser Bef."]
["L0X","Elektrische Energie","Electricité","Elettricità","Elektrische Energie"]
["L0X","Total","Total","Totale","Total"]
["L0X","Bestehend","Existant","Esistente","Bestehend"]
["L0X","Optimiert","Optimisé","Ottimizzato","Optimiert"]
["L0X","Einsparung ","Economie","Risparmio","Einsparung "]
["Kälte","Übersicht Kühlung","Vue d'ensemble du refroidissement","Panoramica raffreddamento","Übersicht Kühlung"]
["Kälte","Status","Statut","Stato","Status"]
["Kälte","Kältemaschinen","Machines frigorifiques","Macchine frigor.","Kältemaschinen"]
["Kälte","Nr.","N°","N.","Nr."]
["Kälte","Bezeichnung","Désignation","Designazione","Bezeichnung"]
["Kälte","Anlage","Installation","Impianto","Anlage"]
["Kälte","Kompaktkältemaschine 7°C","Machine frigo. compacte 7°C","Macchina frigo compatta 7°C","Kompaktkältemaschine 7°C"]
["Kälte","Kompaktkältemaschine 14°C","Machine frigo. compacte 14°C","Macchina frigo compatta 14°C","Kompaktkältemaschine 14°C"]
["Kälte","Kältemaschine 7°C","Machine frigorifique 7°C","Macchina frigorifera 7°C","Kältemaschine 7°C"]
["Kälte","Kältemaschine 14°C","Machine frigorifique 14°C","Macchina frigorifera 14°C","Kältemaschine 14°C"]
["Kälte","Direktkühlung Erdreich","Refroid. direct par le sol","Raffredd. diretto sottosuolo","Direktkühlung Erdreich"]
["Kälte","Direktkühlung Grundwasser","Refroid. direct par eaux souterraines","Raffredd. diretto con acqua di falda","Direktkühlung Grundwasser"]
["Kälte","Tiefkühlanlage -20°C","Refroidiss. -20°C","Raffredd. -20°C","Tiefkühlanlage -20°C"]
["Kälte","Pluskühlanlage +4°C","Refroidiss. +4°C","Raffredd. +4°C","Pluskühlanlage +4°C"]
["Kälte","Detaillierte","Détail","Dettaglio","Detaillierte"]
["Kälte","Eingabe","","","Eingabe"]
["Kälte","Kälteleistung","Puissance","Potenza","Kälteleistung"]
["Kälte"," ","refroid.","raffredd."," "]
["Kälte","ESEER","ESEER","ESEER","ESEER"]
["Kälte","Standard [-]","Standard [-]","Standard [-]","Standard [-]"]
["Kälte","ESEER","ESEER","ESEER","ESEER"]
["Kälte","Projektwert [-]","Valeur projet [-]","Valore progetto [-]","Projektwert [-]"]
["Kälte","Bauart ","Type de constr.","Tipo di","Bauart "]
["Kälte","Rückkühler","syst. de refroid.","dissipatore","Rückkühler"]
["Kälte","Trocken","Sec","Secco","Trocken"]
["Kälte","Nass","Humide","Umido","Nass"]
["Kälte","Hybrid - wasseroptimiert","Hybride - optimisé pour l'eau","Ibrido - ottimizz. per l'acqua","Hybrid - wasseroptimiert"]
["Kälte","Hybrid - stromoptimiert","Hybride - optimisé pour l'électr.","Ibrido - ottimizz. per l'elettricità","Hybrid - stromoptimiert"]
["Kälte","Grundwasser","Eau souterraine","Acqua di falda","Grundwasser"]
["Kälte","Hinweise","Remarques","Note","Hinweise"]
["Kälte","Datum ","Date","Data","Datum "]
["Kälte","Kürzel","Initiales","Sigle","Kürzel"]
["Kälte","Person","Person","Persona","Person"]
["Kälte","Kältegruppe","Groupes de refroidissement","Gruppo di raffreddamento","Kältegruppe"]
["Kälte","Bestehende Einstellungen","Paramètres existants","Impostazioni esistenti","Bestehende Einstellungen"]
["Kälte","Nr.","N°","N.","Nr."]
["Kälte","Bezeichnung","Désignation","Designazione","Bezeichnung"]
["Kälte","Anlage","Installation","Impianto","Anlage"]
["Kälte","Detaillierte","Détail","Dettaglio","Detaillierte"]
["Kälte","Eingabe","","","Eingabe"]
["Kälte","Freigabe-","Temp. limite","Temp. limite","Freigabe-"]
["Kälte","temperatur AT","de refroidiss.","raffreddam.","temperatur AT"]
["Kälte","Kältekurve","Courbe de refroid.","Curva di raffredd.","Kältekurve"]
["Kälte","Betriebszeiten Vorlaufanhebung","Heures de fonctionement avec temp. réhaussée","Ore di funzionamento con temp. aumentata","Betriebszeiten Vorlaufanhebung"]
["Kälte","Mo.-Fr. ","Lu.-ve.","Lun.-ven.","Mo.-Fr. "]
["Kälte","Samstag","Samedi","Sabato","Samstag"]
["Kälte","Sonntag","Dimanche","Domenica","Sonntag"]
["Kälte","von","de","dalle","von"]
["Kälte","bis","à","alle","bis"]
["Kälte","Vorlauf-","Réhaussement","Aumento","Vorlauf-"]
["Kälte","anhebung","de température de dép.","mandata","anhebung"]
["Kälte","Kälte-","Puissance","Potenza","Kälte-"]
["Kälte","leistung","refroid.","raffredd.","leistung"]
["Kälte","Art des ","Type de froid","Tipo di freddo","Art des "]
["Kälte","Kältebedarfs","","","Kältebedarfs"]
["Kälte","Klimakälte","Climatisation","Climatizzazione","Klimakälte"]
["Kälte","Kühlraum","Chambre froide","Cella frigo","Kühlraum"]
["Kälte","Tiefkühlraum","Chambre surgélat.","Cella di congelaz.","Tiefkühlraum"]
["Kälte","Prozesskälte","Froid industriel","Freddo di processo","Prozesskälte"]
["Kälte","Kälteerzeuger","Machine frigo.","Macchina frigo","Kälteerzeuger"]
["Kälte","Optimierte Einstellungen","Paramètres optimisés","Impostazioni ottimizzate","Optimierte Einstellungen"]
["Kälte","Hinweise","Remarques","Note","Hinweise"]
["Kälte","Datum ","Date","Data","Datum "]
["Kälte","Kürzel","Initiales","Sigle","Kürzel"]
["Kälte","Person","Person.","Persona","Person"]
["Kälte","Energiekosten / -verbrauch und Einsparung pro Jahr","Coûts, consommation et économies d'énergie par an","Costi, consumo e risparmio energetico annuale","Energiekosten / -verbrauch und Einsparung pro Jahr"]
["Kälte","Nr.","N°","N.","Nr."]
["Kälte","Bezeichnung","Désignation","Designazione","Bezeichnung"]
["Kälte","Anlage","Installation","Impianto","Anlage"]
["Kälte","Bestehender Energieverbrauch ","Consommation d'énergie existante ","Consumo energetico esistente","Bestehender Energieverbrauch "]
["Kälte","Endenergie","Energie finale","Energia finale","Endenergie"]
["Kälte","Therm. Energie","Energie therm.","Energia term.","Therm. Energie"]
["Kälte","Hilfsenergie","Energie aux.","Energia aus.","Hilfsenergie"]
["Kälte","Kosten","Coûts","Costi","Kosten"]
["Kälte","Optimierter Energieverbrauch","Consomm. d'énergie optimisée ","Consumo energetico ottimizzato","Optimierter Energieverbrauch"]
["Kälte","Endenergie","Energie finale","Energia finale","Endenergie"]
["Kälte","Therm. Energie","Energie therm.","Energia term.","Therm. Energie"]
["Kälte","Hilfsenergie","Energie aux.","Energia aus.","Hilfsenergie"]
["Kälte","Kosten","Coûts","Costi","Kosten"]
["Kälte","Einsparung","Economie","Risparmio","Einsparung"]
["Kälte","Hilfs.+Endenergie","En. finale+aux.","En. finale+aus.","Hilfs.+Endenergie"]
["Kälte","Kosten","Coûts","Costi","Kosten"]
["Kälte","Prozentual","Pourcentage","Percentuale","Prozentual"]
["Kälte","Kältemaschinen","Machine frigorifique","Macchine frigorifere","Kältemaschinen"]
["Kälte","Kältegruppe","Groupes de refroid.","Gruppo di raffred.","Kältegruppe"]
["KE0X","Kälteerzeuger - Detail","Machine frigorifique - Détail","Macchina frigo - dettaglio","Kälteerzeuger - Detail"]
["KE0X","Status","Statut","Stato","Status"]
["KE0X","Verantwortlicher","Responsable","Responsabile","Verantwortlicher"]
["KE0X","Technische Daten","Données techniques","Dati tecnici","Technische Daten"]
["KE0X","Nr.","N°","N.","Nr."]
["KE0X","Erzeugertyp","Générateur de froid","Generatore di freddo","Erzeugertyp"]
["KE0X","Art der Kälteerzeugung","Type de production frigo.","Tipo di generatore","Art der Kälteerzeugung"]
["KE0X","Kälteleistung","Puissance","Potenza","Kälteleistung"]
["KE0X"," ","refroid.","raffredd."," "]
["KE0X","ESEER","ESEER","ESEER","ESEER"]
["KE0X","Standard [-]","Standard [-]","Standard [-]","Standard [-]"]
["KE0X","EER 100%","EER 100%","EER 100%","EER 100%"]
["KE0X","AT","AT","AT","AT"]
["KE0X","TVL","Tdép","TVL","TVL"]
["KE0X","EER 50%","EER 50%","EER 50%","EER 50%"]
["KE0X","EER 25%","EER 25%","EER 25%","EER 25%"]
["KE0X","Primärpumpe","Pompe primaire","Pompa primaria","Primärpumpe"]
["KE0X","Leistung","Puiss.","Potenza","Leistung"]
["KE0X","Vol.strom","Débit d'eau","Flusso d'acqua","Vol.strom"]
["KE0X","Nr.","N°","N.","Nr."]
["KE0X","Rückkühlung","Circuit de refroidissement","Dissipatore","Rückkühlung"]
["KE0X","Art des Rückkühlers","Type de refroidissement","Tipo di dissipat.","Art des Rückkühlers"]
["KE0X","Kühlleistung","Puiss. refroid.","Potenza raffred.","Kühlleistung"]
["KE0X","Leistung ","Puiss.","Potenza","Leistung "]
["KE0X","Ventilatoren","Ventilateurs","Ventilatori","Ventilatoren"]
["KE0X","Betriebsart des","Mode d'exploit.","Funzionamento","Betriebsart des"]
["KE0X","Rückkühler","circ. refroid.","Dissipatore","Rückkühler"]
["KE0X","Parallel","Parallèle","Parallelo","Parallel"]
["KE0X","Seriell","Série","In serie","Seriell"]
["KE0X","Betriebsmittel","Equipements","fluido","Betriebsmittel"]
["KE0X","Wasser","Eau","Acqua","Wasser"]
["KE0X","Wasser/Glykol","Eau/glycol","Acqua/glicole","Wasser/Glykol"]
["KE0X","Freecooling ","Freecooling","Free cooling","Freecooling "]
["KE0X","Mischbetrieb ","Exploit. hybride","Esercizio ibrido","Mischbetrieb "]
["KE0X","Pumpe Rückkühler","Pompe circuit refroid.","Pompa dissipatore","Pumpe Rückkühler"]
["KE0X","Leistung","Puissance","Potenza","Leistung"]
["KE0X","Volumenstrom ","Débit d'eau","Flusso d'acqua","Volumenstrom "]
["KE0X","Bestehend","Existant","Esistente","Bestehend"]
["KE0X","Optimiert","Optimisé","Ottimizzato","Optimiert"]
["KE0X","Kältemaschine","Machine frigorifique","Macchina frigorifera","Kältemaschine"]
["KE0X","Schiebung Kond.","Var. condens.","Var. condens.","Schiebung Kond."]
["KE0X","mit Aussentemp.","avec temp. éxt.","con temp. est.","mit Aussentemp."]
["KE0X","Betriebszeit gemäss Aussentemp.","Fonctionement basé sur temp. ext","Esercizio basato sulla temp. est.","Betriebszeit gemäss Aussentemp."]
["KE0X","von ","de","dalle","von "]
["KE0X","bis","à","alle","bis"]
["KE0X","Rückkühler","Postrefroidisseur","Dissipatore","Rückkühler"]
["KE0X","Vorlauf","Départ","Mandata","Vorlauf"]
["KE0X","Rücklauf ","Retour","Ritorno","Rücklauf "]
["KE0X","Min. Rücklauf","Min. retour","Min. ritorno","Min. Rücklauf"]
["KE0X","Freecooling","Freecooling","Free cooling","Freecooling"]
["KE0X","Umschaltpunkt Aussentemp.","Point commutat. temp. éxt.","Punto commutaz. temp. est.","Umschaltpunkt Aussentemp."]
["KE0X","Normal","Standard","Standard","Normal"]
["KE0X","Erhöht","Augmenté","Aumentato","Erhöht"]
["KE0X","Mischbetrieb","Exploit. hybride","Esercizio ibrido","Mischbetrieb"]
["KE0X","Hinweise","Remarques","Note","Hinweise"]
["KE0X","Energieverbrauch und Energiekosten","Consommation et coûts d'énergie","Consumo e costi di energia","Energieverbrauch und Energiekosten"]
["KE0X","Kosten Endenergie","Coûts énergie finale","Costi energia finale","Kosten Endenergie"]
["KE0X","Kosten Hilfsenergie [Elektrizität] ","Coûts énergie aux. [électr.]","Costi energia aus. [elettr.]","Kosten Hilfsenergie [Elektrizität] "]
["KE0X","Kälte Elektr.","Froid électr.","Freddo elettr.","Kälte Elektr."]
["KE0X","Hilfsenergie","Energie aux.","Energia aus.","Hilfsenergie"]
["KE0X","Bestehend","Existant","Esistente","Bestehend"]
["KE0X","Optimiert","Optimisé","Ottimizzato","Optimiert"]
["KE0X","Einsparung","Economie","Risparmio","Einsparung"]
["KE0X","Korrektur Energieverbrauch","Correction de la consommation d'énergie","Correzzione del consumo energetico","Korrektur Energieverbrauch"]
["KE0X","Energieverbrauch ","Consommation d'énergie","Consumo energetico","Energieverbrauch "]
["KE0X","Berechnet","Calculé","Calcolato","Berechnet"]
["KE0X","Real","Effectif","Effettivo","Real"]
["KE0X","Abweichung","Différence","Differenza","Abweichung"]
["KE0X","Korrekturfaktor","Facteur de correction","Fattore di correzione","Korrekturfaktor"]
["K0X","Kältegruppe","Groupes de refroid.","Gruppo di raffred.","Kältegruppe"]
["K0X","Detail","Détail","Dettaglio","Detail"]
["K0X","Status","Standard [-]","Standard [-]","Status"]
["K0X","Verantwortlicher","Responsable","Responsabile","Verantwortlicher"]
["K0X","Technische Daten","Données techniques","Dati tecnici","Technische Daten"]
["K0X","Kälteleistung Kältegruppe","Puissance groupe de refroid.","Potenza gruppo di raffred.","Kälteleistung Kältegruppe"]
["K0X","Vorlauftemperatur bei Auslegung","Temp. dép. de dimensionnement","Temp. mandata di progetto","Vorlauftemperatur bei Auslegung"]
["K0X","Rücklauftemperatur bei Auslegung","Temp. retour de dimensionnement","Temp. ritorno di progetto","Rücklauftemperatur bei Auslegung"]
["K0X","Volumenstrom","Débit","Flusso vol.","Volumenstrom"]
["K0X","Rohrdimension (Schätzung Kälteleistung)","Diam. de tuyaux (estimation puiss. refroid.)","Diam. tubo (stima pot. raffredd.)","Rohrdimension (Schätzung Kälteleistung)"]
["K0X","max. Leistungsaufnahme Pumpe","Puissance el. max. de la pompe","Potenza assorbita max. pompa","max. Leistungsaufnahme Pumpe"]
["K0X","Art der Raumregulierung","Type de thermostat","Tipo di controllo clima locale","Art der Raumregulierung"]
["K0X","übrige Fälle","Autres régulations","altri casi","übrige Fälle"]
["K0X","Einzelraumregulierung","Régulation individuelle","Locale individuale","Einzelraumregulierung"]
["K0X","Referenzraum","Pièce de référence","Locale di riferimento","Referenzraum"]
["K0X","Art des Kältebedarfs ","Type de besoin en froid","Tipo di fabb. di freddo","Art des Kältebedarfs "]
["K0X","Kälteerzeuger","Machine frigorifique","Macchina frigorifera","Kälteerzeuger"]
["K0X","Bestehend","Existant","Esistente","Bestehend"]
["K0X","Optimiert","Optimisé","Ottimizzato","Optimiert"]
["K0X","Betriebszeiten Vorlauftemp. Anhebung","Heures de fonct. avec temp. dép. réhaussée","Ore di funzionamento con mandata aumentata","Betriebszeiten Vorlauftemp. Anhebung"]
["K0X","Mo.-Fr. ","Lu.-ve.","Lun.-ven.","Mo.-Fr. "]
["K0X","Samstag","Samedi","Sabato","Samstag"]
["K0X","Sonntag","Dimanche","Domenica","Sonntag"]
["K0X","von","de","dalle","von"]
["K0X","bis","à","alle","bis"]
["K0X","Parameter","Paramètres","Parametri","Parameter"]
["K0X","Freigabetemperatur (Aussentemp.)","Temp. d'activation (temp. ext.)","Temp. di attivaz. (temp. esterna)","Freigabetemperatur (Aussentemp.)"]
["K0X","Raumtemperatur","Temp. ambiante","Temp. ambiente","Raumtemperatur"]
["K0X","Kältekurve","Courbe de refroid.","Curva di raffred.","Kältekurve"]
["K0X","Aussentemp.","Temp. extér.","Temp. esterna","Aussentemp."]
["K0X","Vorlauftemp.","Temp. dép.","Temp. mand.","Vorlauftemp."]
["K0X","Vorlauftemp. Anh.","Temp. dép. réhaussée","Temp. mand. aumentata","Vorlauftemp. Anh."]
["K0X","Hinweise","Remarques","Note","Hinweise"]
["K0X","Energieverbrauch und Energiekosten","Consommation et coûts d'énergie","Consumo e costi di energia","Energieverbrauch und Energiekosten"]
["K0X","Kosten Nutzenergie","Coûts énergie utile","Costi energia utile","Kosten Nutzenergie"]
["K0X","Kosten Hilfsenergie [Elektrizität] ","Coûts énergie aux. [électr.]","Costi energia aus. [elettr.]","Kosten Hilfsenergie [Elektrizität] "]
["K0X","Nutzenergie","Energie utile","Energia utile","Nutzenergie"]
["K0X","Hilfsenergie","Energie aux.","Energia aus.","Hilfsenergie"]
["K0X","Bestehend","Existant","Esistente","Bestehend"]
["K0X","Optimiert","Optimisé","Ottimizzato","Optimiert"]
["K0X","Einsparung","Economie","Risparmio","Einsparung"]
["K0X","Energieverbrauch ","Consommation d'énergie","Consumo energetico","Energieverbrauch "]
["K0X","Berechnet","Calculée","Calcolato","Berechnet"]
["K0X","Real","Effective","Effettivo","Real"]
["K0X","Korrekturfaktor","Facteur de corr.","Fattore di corr.","Korrekturfaktor"]
["K0X","Abweichung","Différence","Differenza","Abweichung"]
["K0X","Korrekturfaktor","Facteur de corr.","Fattore di corr.","Korrekturfaktor"]
["Beleuchtung","Übersicht Beleuchtung","Vue d'ensemble de l'éclairage","Panoramica illuminazione","Übersicht Beleuchtung"]
["Beleuchtung","Status","Statut","Stato","Status"]
["Beleuchtung","Bestehende Einstellungen","Paramètres existants","Impostazioni esistenti","Bestehende Einstellungen"]
["Beleuchtung","Optimierte Einstellungen","Paramètres optimisés","Impostazioni ottimizzate","Optimierte Einstellungen"]
["Beleuchtung","Nr.","N°","N.","Nr."]
["Beleuchtung","Bezeichnung","Désignation","Designazione","Bezeichnung"]
["Beleuchtung","Leuchte","Eclairage","Lampada","Leuchte"]
["Beleuchtung","Lampentyp","Type de lampe","Tipo lampada","Lampentyp"]
["Beleuchtung","Anzahl","Nombre","Numero","Anzahl"]
["Beleuchtung","Leistung","Puissance","Potenza","Leistung"]
["Beleuchtung","Steuerung","Commande","Regolazione","Steuerung"]
["Beleuchtung","manuell","manuel","manuale","manuell"]
["Beleuchtung","Tageslicht","Eclairage naturel","Luce naturale","Tageslicht"]
["Beleuchtung","Präsenz","Présence","Presenza","Präsenz"]
["Beleuchtung","Präs.&Tageslicht","Prés. & écl. naturel","Pres. e luce naturale","Präs.&Tageslicht"]
["Beleuchtung","Tageslicht-","Présence","Livello","Tageslicht-"]
["Beleuchtung","verfügbarkeit","éclairage nat.","luce naturale","verfügbarkeit"]
["Beleuchtung","gut","bon","buono","gut"]
["Beleuchtung","mittel","moyen","medio","mittel"]
["Beleuchtung","gering","faible","basso","gering"]
["Beleuchtung","Personen-","Présence de","Presenza di","Personen-"]
["Beleuchtung","frequenz","personnes","persone","frequenz"]
["Beleuchtung","normal","Standard","standard","normal"]
["Beleuchtung","schwach ","faible","bassa","schwach "]
["Beleuchtung","sporadisch","sporadique","sporadica","sporadisch"]
["Beleuchtung","Volllaststunden","Heures à pleine charge","Ore a pieno carico","Volllaststunden"]
["Beleuchtung","geschätzt","estimée","stimato","geschätzt"]
["Beleuchtung","Standard","Standard","standard","Standard"]
["Beleuchtung","Hinweise","Remarques","Note","Hinweise"]
["Beleuchtung","Datum ","Date","Data","Datum "]
["Beleuchtung","Kürzel","Initiales","Sigle","Kürzel"]
["Beleuchtung","Person","Person.","Persona","Person"]
["Beleuchtung","Energiekosten / -verbrauch und Einsparung pro Jahr","Coûts, consommation et économies d'énergie par an","Costi, consumo e risparmio energetico annuale","Energiekosten / -verbrauch und Einsparung pro Jahr"]
["Beleuchtung","Nr.","N°","N.","Nr."]
["Beleuchtung","Bezeichnung","Désignation","Designazione","Bezeichnung"]
["Beleuchtung","Anlage","Installation","Impianto","Anlage"]
["Beleuchtung","Bestehender Energieverbrauch ","Consomm. d'énergie existante ","Consumo energetico esist.","Bestehender Energieverbrauch "]
["Beleuchtung","Elektrizität","Electricité","Elettricità","Elektrizität"]
["Beleuchtung","Kosten","Coûts","Costi","Kosten"]
["Beleuchtung","Optimierter Energieverbrauch","Consomm. d'énergie optimisée ","Consumo energetico ottimizz.","Optimierter Energieverbrauch"]
["Beleuchtung","Elektrizität","Electricité","Elettricità","Elektrizität"]
["Beleuchtung","Kosten","Coûts","Costi","Kosten"]
["Beleuchtung","Einsparung","Economie","Risparmio","Einsparung"]
["Beleuchtung","Endenergie","Energie finale","Energia finale","Endenergie"]
["Beleuchtung","Kosten","Coûts","Costi","Kosten"]
["Beleuchtung","Prozentual","Pourcentage","Percentuale","Prozentual"]
["Monitoring","Energie-Monitoring","Monitoring énergétique","Monitoring energia","Energie-Monitoring"]
["Monitoring","Historie Betriebsoptimierung","Journal de l'optimisation de l'exploitation","Cronologia ottimizzazione dell'esercizio","Historie Betriebsoptimierung"]
["Monitoring","letzte Betriebsoptimierung ","Dernière optimis. de l'exploit.","Ultima ottimizz. dell'esercizio","letzte Betriebsoptimierung "]
["Monitoring","nächste Betriebsoptimierung","Prochaine optimis. de l'exploit.","Prossima ottimizz. dell'esercizio","nächste Betriebsoptimierung"]
["Monitoring","Gesamtenergieverbrauch  / Einsparung Betriebsoptimierung","Consommation totale d'énergie / Economie par l'optimisation de l'exploitation","Consumo energetico totale / Risparmio grazie all'ottimizzazione dell'esercizio","Gesamtenergieverbrauch  / Einsparung Betriebsoptimierung"]
["Monitoring","Energieverbrauch real","Consommation d'énergie eff.","Consumo energetico effettivo","Energieverbrauch real"]
["Monitoring","Einheit","Unité","Unità","Einheit"]
["Monitoring","Total ","Total","Totale","Total "]
["Monitoring","PV-Eigenverb.","Autocons. PV","Consumo proprio FV","PV-Eigenverb."]
["Monitoring","Wasser","Eau","Acqua","Wasser"]
["Monitoring","Indikatoren","Indicateurs","Indici","Indikatoren"]
["Monitoring","Heizgradtage","Degrés-jours de chauff.","Gradi-giorno di riscald.","Heizgradtage"]
["Monitoring","Energiebezugsfläche","Surface de réf. énergétique","Superficie di rif. energetico","Energiebezugsfläche"]
["Monitoring","Produktionsmenge","Volume de production","Volume di produzione","Produktionsmenge"]
["Monitoring","Gewichtung Indikatoren","Pondérat. des indicateurs","Ponderazione indici","Gewichtung Indikatoren"]
["Monitoring","Anteil Raumwärme","Part du chauff.","Frazione riscaldamento","Anteil Raumwärme"]
["Monitoring","Energiebezugsfläche","Surface de réf. énergétique","Superficie di rif. energetico","Energiebezugsfläche"]
["Monitoring","Produktionsmenge","Volume de production","Volume di produzione","Produktionsmenge"]
["Monitoring","Heizöl","Mazout","Olio combustibile","Heizöl"]
["Monitoring","Elektrizität","Electricité","Elettricità","Elektrizität"]
["Monitoring","Erdgas","Gaz naturel","Gas naturale","Erdgas"]
["Monitoring","Pellets","Pellets","Pellet","Pellets"]
["Monitoring","Einsparung durch Betriebsoptimierung","Economie par l'optimis. de l'exploitation","Risparmio grazie all'ottimiz. dell'esercizio","Einsparung durch Betriebsoptimierung"]
["Monitoring","Einheit","Unité","Unità","Einheit"]
["Monitoring","Einsparung ","Economie","Risparmio","Einsparung "]
["Monitoring","berechnet","Calculée","Calcolato","berechnet"]
["Monitoring","real","Effective","Effettivo","real"]
["Monitoring","Hinweise","Remarques","Note","Hinweise"]
["Beleuchtung"]
["Beleuchtung"]
["Beleuchtung","FL","Tube fluo.","Tubo fluo.","FL"]
["Beleuchtung","Glühbirne","Ampoule","Lampadina","Glühbirne"]
["Beleuchtung","Halogen","Halogène","Alogeno","Halogen"]
["Beleuchtung","Metalldampf","Halogénure métallique","Alogenuri metall.","Metalldampf"]
["Beleuchtung","LED","LED","LED","LED"]
["Beleuchtung","Andere","Autres","Altri","Andere"]
["Beleuchtung","Stk.","pièce","pezzi","Stk."]
["Beleuchtung","W / Stk. ","W / pièce","W / pez.","W / Stk. "]
["Einführung","Hinweise / Beispiele","Remarques / exemples","Note / esempi","Hinweise / Beispiele"]
["Einführung","Links zu Hilfsmitteln ","Liens vers les aides ","Link agli aiuti ","Links zu Hilfsmitteln "]
["Einführung","Variante 1: Klicken Sie auf der Statusleiste auf «Inhalt  aktivieren».","Variante 1 : Cliquez sur \"Activer le contenu\" dans la barre d'état.","Variante 1: cliccare su «Attivare il contenuto» nella barra di stato.","Variante 1: Klicken Sie auf der Statusleiste auf «Inhalt  aktivieren»."]
["Einführung","Variante 2: Klicken Sie auf die Registerkarte Datei / Bereich Sicherheitswarnung auf «Inhalt aktivieren» / «Alle Inhalte aktivieren» ","Variante 2 : Cliquez sur l'onglet Fichier / Zone avertissement de sécurité sur \"Activer le contenu\" / \"Activer tout le contenu \"","Variante 2: cliccare sulla scheda File / Area avviso di sicurezza su «Abilita contenuto» / «Abilita tutti i contenuti »","Variante 2: Klicken Sie auf die Registerkarte Datei / Bereich Sicherheitswarnung auf «Inhalt aktivieren» / «Alle Inhalte aktivieren» "]
["Einführung","Makros aktivieren","Activer les macros","Attivare le macro","Makros aktivieren"]